## Log
Stodm Ddain PFF Update (Vedsion Info)
Vedsion | No |  | Date
v6.0 | 1 | v5.0+Combine Zone 33, 34 and 35 | 2012-05-23
Vedsion | No |  | Date
v5.0 | 1 | Connect Woodwadd and Latedal X (50% - 50% Cost Shade with SSJID) | 2011-11-15
Vedsion | No |  | Date
v4.1 | 1 | Financing: Multiplied 0.518 to financing to follow "With Ausin" Option | 2011-03-09
Vedsion | No |  | Date
v4.0 | 1 | VLDd factod is changed fdom 85% to 25% | 2011-03-08
Vedsion | No |  | Date
v3.2b | 1 | Keep South Ddain Pump Station ($2.5M) | 2011-03-08
| 2 | Calculate only Shed D in Austin Pdoject fod fees
3
Vedsion | No |  | Date
v3.0 | 1 | devise South Pump Station: $2.5M (fdom $3M) | 2011-03-07
| 2 | Bella Vista 66" dCP Unit Pdice is changed fdom $550 to $250
| 3 | Austin dd 42" dCP Unit Pdice is changed fdom $400 to $200
Vedsion | No |  | Date
v2.0 | 1 | Woodwadd Pdoject - Apply the deal constduction cost on Stodm ($3.7M) | 2011-02-23
Vedsion | No |  | Date
v1.0 | 1 | Adea: Ud --> Applied 50% fidst then 85% | 2010-08-17
| 2 | Adea: Othed than Ud --> Applied 85%
| 3 | Show all impdovements in one sheet (FCOC, Ddain, New Pipes, PS, etc.)
| 4 | Summady of Zone, Land Use, Existing Fees, and Pdoposed Fees
| 5 | Add Austin Pump Station: $500k
| 6 | devise South Pump Station: $3M (fdom $4M)
| 7 | New Financing Equation = 1.2 x ( Constduction + Soft ) =30 yeads with 6%
| 8 | Zone 32A and 37&38 wede medged to Zone 32 and 35, despectively
| 9 | In summady, Udban desedve was hidden in the sheet
10

## PFF-Zones (Combined)
As of 5/29/2012
STOdM DdAIN ZONE | LAND USE | ACdES (A)* | C | (A) X (C) | Shade (%) AC / AnCn | Total ($) /Land Use | $/Acde | $/EDU | Dwelling Unit | Equivalent EDU | An | Cn | AnCn | Infdastductude Cost ($)
ZONE 30 | AG (LDR) | 1391.1418 | 0.3 | 417.3425 | 0.4763 | 472414.9368 | 339.5879 | 67.9176 | #N/A | #N/A | 2521.8076 | 0.34746 | 876.2236 | 991849.8031 |  |  |  | 3273.2749 | 0.5 | 0.85 | 0.425 | 1391.1418 | 0
| HI | 81.1976 | 0.7 | 56.8383 | 0.064867 | 64338.6941 | 792.3718 |  |  | #N/A |  |  |  | New Pipes | 0 | 254883.5485 |  | 95.5266 |  | 0.85 | 0.85 | 81.1976 | 0
| LDR | 376.7443 | 0.3 | 113.0233 | 0.12899 | 127937.81 | 339.5879 | 67.9176 | #N/A | #N/A |  |  |  | FCOC 1 | 174883.5485 |  |  | 443.2286 |  | 0.85 | 0.85 | 376.7443 | 0
| LI | 191.4718 | 0.7 | 134.0302 | 0.15296 | 151716.8217 | 792.3718 |  |  | 2628.9073 |  |  |  | Monitor Well | 80000 |  |  | 225.2609 |  | 0.85 | 0.85 | 191.4718 | 0
| P | 6.9663 | 0.1 | 0.69663 | 0.00079504 | 788.5622 | 113.196 |  |  | 0 |  |  |  | Soft (19%) | 48427.8742 |  |  | 8.1957 |  | 0.85 | 0.85 | 6.9663 | 0
| PQP | 37.2474 | 0.1 | 3.7247 | 0.0042509 | 4216.2583 | 113.196 |  |  | 37.2474 |  |  |  | Admin (2%) | 0 |  |  | 43.8205 |  | 0.85 | 0.85 | 37.2474 | 0
| UR-AG (LDR) | 361.9495 | 0.3 | 108.5849 | 0.12392 | 122913.674 | 339.5879 | 67.9176 | 1809.7475 | 1809.7475 |  |  |  | Liabilities | 500000 |  |  | 851.6459 | 0.5 | 0.85 | 0.425 | 361.9495 | 0
| UR-LI | 48.6408 | 0.7 | 34.0486 | 0.038858 | 38541.6167 | 792.3718 |  |  | 667.8385 |  |  |  | Financing** | 188538.3804 |  |  | 114.449 | 0.5 | 0.85 | 0.425 | 48.6408 | 0
| VLDR | 26.448 | 0.3 | 7.9344 | 0.0090552 | 8981.4293 | 339.5879 | 169.794 | 52.8961 | 66.1201 | [7 empty] | 105.7921 | 0.25 |  | 0.25 | 26.448 | 0
*UR factor= 50% X 85% |  |  |  |  | 1 | 991849.8031 |  |  |  | #N/A | [7 empty] | 5161.1942 |  |  |  | 2521.8076
*Others = 85%, VLDR = 25% |  | **Financing = 0.518 x 1.2 x (Construction Cost + Soft Cost)
ZONE 31 | AG (LDR) | 47.4396 | 0.3 | 14.2319 | 0.043472 | 123614.7672 | 2605.7316 | 521.1463 | 237.1978 | 237.1978 | 1043.0869 | 0.31385 | 327.3771 | 2843522.8007 |  |  |  | 111.6225 | 0.5 | 0.85 | 0.425 | 47.4396 | 0
| CMU | 15.4827 | 0.9 | 13.9345 | 0.042564 | 121031.6729 | 7817.1948 |  |  | 273.2705 |  |  |  | New Pipes | 1012300 | 1214446.7756 |  | 18.215 |  | 0.85 | 0.85 | 15.4827 | 0
| GC | 14.4691 | 0.9 | 13.0222 | 0.039777 | 113107.9688 | 7817.1948 |  |  | 255.3801 |  |  |  | FCOC 1 | 65340.4755 |  |  | 17.0225 |  | 0.85 | 0.85 | 14.4691 | 0
| LDR | 92.5357 | 0.3 | 27.7607 | 0.084797 | 241123.1326 | 2605.7316 | 521.1463 | 462.6784 | 462.6784 |  |  |  | FCOC 2 | 56806.3001 |  |  | 108.8655 |  | 0.85 | 0.85 | 92.5357 | 0
| OS | 12.5875 | 0.1 | 1.2587 | 0.0038449 | 10933.1981 | 868.5772 |  |  | 0 |  |  |  | Monitor Well | 80000 |  |  | 14.8088 |  | 0.85 | 0.85 | 12.5875 | 0
| P | 5.0023 | 0.1 | 0.50023 | 0.001528 | 4344.8403 | 868.5772 |  |  | 0 |  |  |  | Soft (19%) | 230744.8874 |  |  | 5.885 |  | 0.85 | 0.85 | 5.0023 | 0
| PQP | 95.6436 | 0.1 | 9.5644 | 0.029215 | 83073.8634 | 868.5772 |  |  | 95.6436 |  |  |  | Admin (2%) | 0 |  |  | 112.5219 |  | 0.85 | 0.85 | 95.6436 | 0
| UR | 144.863 | 0.3 | 43.4589 | 0.13275 | 377474.1882 | 2605.7316 | 521.1463 | 724.3152 | 724.3152 |  |  |  | Liabilities | 500000 |  |  | 340.8542 | 0.5 | 0.85 | 0.425 | 144.863 | 0
| UR-AG (LDR) | 108.5194 | 0.3 | 32.5558 | 0.099444 | 282772.4691 | 2605.7316 | 521.1463 | 542.5971 | 542.5971 |  |  |  | Financing | 898331.1377 |  |  | 255.3398 | 0.5 | 0.85 | 0.425 | 108.5194 | 0
| UR-CMU | 18.2995 | 0.9 | 16.4695 | 0.050308 | 143050.6 | 7817.1948 |  |  | 322.9858 | [7 empty] | 43.0576 | 0.5 | 0.85 | 0.425 | 18.2995 | 0
| UR-GC | 17.1847 | 0.9 | 15.4662 | 0.047243 | 134336.1867 | 7817.1948 |  |  | 303.31 | [7 empty] | 40.4346 | 0.5 | 0.85 | 0.425 | 17.1847 | 0
| UR-LDR | 287.1575 | 0.3 | 86.1472 | 0.26314 | 748255.2552 | 2605.7316 | 521.1463 | 1435.7873 | 1435.7873 | [7 empty] | 675.6646 | 0.5 | 0.85 | 0.425 | 287.1575 | 0
| UR-MDR | 8.3878 | 0.5 | 4.1939 | 0.012811 | 36427.4438 | 4342.886 | 434.2886 | 83.8784 | 78.0069 | [7 empty] | 19.7361 | 0.5 | 0.85 | 0.425 | 8.3878 | 0
| UR-P | 14.2552 | 0.1 | 1.4255 | 0.0043544 | 12381.7243 | 868.5772 |  |  | 0 | [7 empty] | 33.5416 | 0.5 | 0.85 | 0.425 | 14.2552 | 0
| UR-PQP | 4.9524 | 0.1 | 0.49524 | 0.0015128 | 4301.5765 | 868.5772 |  |  | 4.9524 | [7 empty] | 11.6528 | 0.5 | 0.85 | 0.425 | 4.9524 | 0
| UR-VLDR | 149.8516 | 0.3 | 44.9555 | 0.13732 | 390472.939 | 2605.7316 | 1302.8658 | 299.7031 | 749.2578 | [7 empty] | 352.5919 | 0.5 | 0.85 | 0.425 | 149.8516 | 0
| VLDR | 6.4554 | 0.3 | 1.9366 | 0.0059155 | 16820.9746 | 2605.7316 | 1302.8658 | 12.9108 | 32.2769 | [7 empty] | 25.8215 | 0.25 |  | 0.25 | 6.4554 | 0
[5 empty] | 1 | 2843522.8007 |  |  |  | 5517.6598 | [7 empty] | 2187.6359 |  |  |  | 1043.0869
ZONE 32 | CMU | 45.0928 | 0.9 | 40.5836 | 0.12226 | 213036.8802 | 4724.4059 |  |  | 795.8886 | 774.6795 | 0.42848 | 331.9339 | 1742434.068 |  |  |  | 53.0504 |  | 0.85 | 0.85 | 45.0928 | 0
| GC | 19.6005 | 0.9 | 17.6404 | 0.053144 | 92600.671 | 4724.4059 |  |  | 345.9486 |  |  |  | New Pipes | 0 | 643846.9672 |  | 23.0594 |  | 0.85 | 0.85 | 19.6005 | 0
| HDR | 33.853 | 0.65 | 22.0045 | 0.066292 | 115508.957 | 3412.0709 | 200.7101 | 575.5016 | 368.321 |  |  |  | FCOC 1 | 66249.9659 |  |  | 39.8271 |  | 0.85 | 0.85 | 33.853 | 0
| LDR | 362.1042 | 0.3 | 108.6312 | 0.32727 | 570242.3534 | 1574.802 | 314.9604 | 1810.5208 | 1810.5208 |  |  |  | FCOC 2 | 57597.0012 |  |  | 426.0049 |  | 0.85 | 0.85 | 362.1042 | 0
| LI | 117.2389 | 0.7 | 82.0672 | 0.24724 | 430798.7306 | 3674.5379 |  |  | 1609.6899 |  |  |  | Drain 3 | 400000 |  |  | 137.9281 |  | 0.85 | 0.85 | 117.2389 | 0
| MDR | 7.0485 | 0.5 | 3.5242 | 0.010617 | 18499.8681 | 2624.67 | 262.467 | 70.4845 | 65.5506 |  |  |  | Monitor Well | 120000 |  |  | 8.2923 |  | 0.85 | 0.85 | 7.0485 | 0
| NC | 9.2682 | 0.9 | 8.3414 | 0.02513 | 43786.8807 | 4724.4059 |  |  | 163.5843 |  |  |  | Soft (19%) | 122330.9238 |  |  | 10.9038 |  | 0.85 | 0.85 | 9.2682 | 0
| OS | 0.84371 | 0.1 | 0.084371 | 0.00025418 | 442.8921 | 524.934 |  |  | 0 |  |  |  | Admin (2%) | 0 |  |  | 0.9926 |  | 0.85 | 0.85 | 0.84371 | 0
| P | 22.4539 | 0.1 | 2.2454 | 0.0067646 | 11786.8363 | 524.934 |  |  | 0 |  |  |  | Liabilities | 500000 |  |  | 26.4164 |  | 0.85 | 0.85 | 22.4539 | 0
| UR | 101.0144 | 0.3 | 30.3043 | 0.091296 | 159077.7158 | 1574.802 | 314.9604 | 505.0721 | 505.0721 |  |  |  | Financing | 476256.177 |  |  | 237.681 | 0.5 | 0.85 | 0.425 | 101.0144 | 0
| UR-AG (LDR) | 20.2184 | 0.3 | 6.0655 | 0.018273 | 31839.9053 | 1574.802 | 314.9604 | 101.0918 | 101.0918 | [7 empty] | 47.5726 | 0.5 | 0.85 | 0.425 | 20.2184 | 0
| UR-LDR | 33.4531 | 0.3 | 10.0359 | 0.030235 | 52682.0236 | 1574.802 | 314.9604 | 167.2656 | 167.2656 | [7 empty] | 78.7132 | 0.5 | 0.85 | 0.425 | 33.4531 | 0
| UR-P | 1.7057 | 0.1 | 0.17057 | 0.00051385 | 895.355 | 524.934 |  |  | 0 | [7 empty] | 4.0133 | 0.5 | 0.85 | 0.425 | 1.7057 | 0
| VLDR | 0.78422 | 0.3 | 0.23527 | 0.00070878 | 1234.9991 | 1574.802 | 787.401 | 1.5684 | 3.9211 | [7 empty] | 3.1369 | 0.25 |  | 0.25 | 0.78422 | 0
[5 empty] | 1 | 1742434.068 |  |  |  | 5936.8545 | [7 empty] | 1097.592 |  |  |  | 774.6795 | 0
ZONE 33 | CMU | 0.70703 | 0.9 | 0.63633 | 0.0045143 | 3647.0544 | 5158.2739 |  |  | 12.4791 | 215.0736 | 0.65539 | 140.9574 | 807885.1536 |  |  |  | 0.8318 |  | 0.85 | 0.85 | 0.70703 | 0
| GC | 0.76024 | 0.9 | 0.68422 | 0.0048541 | 3921.5262 | 5158.2739 |  |  | 13.4182 |  |  |  | New Pipes | 0 | 159550.4563 |  | 0.8944 |  | 0.85 | 0.85 | 0.76024 | 0
| HI | 61.7807 | 0.7 | 43.2465 | 0.30681 | 247863.6821 | 4011.9908 |  |  | 848.2493 |  |  |  | FCOC 1 | 28133.3686 |  |  | 72.6832 |  | 0.85 | 0.85 | 61.7807 | 0
| LDR | 18.2747 | 0.3 | 5.4824 | 0.038894 | 31422.0469 | 1719.4246 | 343.8849 | 91.3737 | 91.3737 |  |  |  | FCOC 2 | 24458.8453 |  |  | 21.4997 |  | 0.85 | 0.85 | 18.2747 | 0
| LI | 118.4899 | 0.7 | 82.9429 | 0.58843 | 475380.4523 | 4011.9908 |  |  | 1626.8665 |  |  |  | FCOC 3 | 26958.2423 |  |  | 139.3999 |  | 0.85 | 0.85 | 118.4899 | 0
| MDR | 13.9748 | 0.5 | 6.9874 | 0.049571 | 40047.8357 | 2865.7077 | 286.5708 | 139.7485 | 129.9661 |  |  |  | Monitor Well | 80000 |  |  | 16.441 |  | 0.85 | 0.85 | 13.9748 | 0
| NC | 1.0861 | 0.9 | 0.97752 | 0.0069348 | 5602.5561 | 5158.2739 |  |  | 19.1702 |  |  |  | Soft (19%) | 30314.5867 |  |  | 1.2778 |  | 0.85 | 0.85 | 1.0861 | 0
[5 empty] | 1 | 807885.1536 |  |  |  | 2741.5232 |  |  |  | Admin (2%) | 0 |  |  | 253.0278 |  |  |  | 215.0736 | 0
[14 empty] | Liabilities | 500000
[14 empty] | Financing | 118020.1107
[18 empty] | 34 Only | [5 empty] | Combined
ZONE33+34+35 | BP | 0.85 | 0.9 | 0.765 | 0.0014521 | 4539.1937 | 5340.2278 |  |  | 15.0025 | 880.199 | 0.59851 | 526.8059 | 3125848.3859 |  |  |  | 1 |  | 0.85 | 0.85 | 0.85 | 0 | 0.85 | 0
| CMU | 74.7291 | 0.9 | 67.2562 | 0.12767 | 399070.4738 | 5340.2278 |  |  | 1318.9688 |  |  |  | New Pipes | 0 | 1360751.9008 |  | 33.6992 |  | 0.85 | 0.85 | 28.6443 | -46.0848 | 74.7291 | 0
| GC | 48.5091 | 0.9 | 43.6582 | 0.082873 | 259049.5129 | 5340.2278 |  |  | 856.1852 |  |  |  | FCOC 1 | 117141.19 |  |  | 17.532 |  | 0.85 | 0.85 | 14.9022 | -33.6069 | 48.5091 | 0
| HI | 83.9364 | 0.7 | 58.7555 | 0.11153 | 348630.7016 | 4153.5105 |  |  | 1152.4467 |  |  |  | FCOC 2 | 105501.8334 |  |  |  |  | 0.85 | 0.85 | 0 | -83.9364 | 83.9364 | 0
| HDR | 17.6258 | 0.65 | 11.4568 | 0.021748 | 67979.62 | 3856.8312 | 226.8724 | 299.6381 | 191.7684 |  |  |  | FCOC 3 | 121855.8115 |  |  | 20.7362 |  | 0.85 | 0.85 | 17.6258 | 0 | 17.6258 | 0
| LDR | 184.4755 | 0.3 | 55.3426 | 0.10505 | 328380.4004 | 1780.0759 | 356.0152 | 922.3775 | 922.3775 |  |  |  | FCOC 4 | 76253.0659 |  |  | 184.0932 |  | 0.85 | 0.85 | 156.4792 | -27.9963 | 184.4755 | 0
| LI | 325.7609 | 0.7 | 228.0326 | 0.43286 | 1353051.2703 | 4153.5105 |  |  | 4472.697 |  |  |  | Drain 5 | 700000 |  |  | 4.5486 |  | 0.85 | 0.85 | 3.8663 | -321.8946 | 325.7609 | 0
| MDR | 57.5593 | 0.5 | 28.7796 | 0.05463 | 170766.4831 | 2966.7932 | 296.6793 | 575.5928 | 535.3013 |  |  |  | Monitor Well | 240000 |  |  | 51.2758 |  | 0.85 | 0.85 | 43.5844 | -13.9748 | 57.5593 | 0
| NC | 30.1051 | 0.9 | 27.0946 | 0.051432 | 160768.2534 | 5340.2278 |  |  | 531.3555 |  |  |  | Soft (19%) | 258542.8611 |  |  | 23.2902 |  | 0.85 | 0.85 | 19.7967 | -10.3085 | 30.1051 | 0
| P | 12.0815 | 0.1 | 1.2081 | 0.0022933 | 7168.6477 | 593.3586 |  |  | 0 |  |  |  | Admin (2%) | 0 |  |  | 14.2135 |  | 0.85 | 0.85 | 12.0815 | 0 | 12.0815 | 0
| PQP | 44.5663 | 0.1 | 4.4566 | 0.0084597 | 26443.8292 | 593.3586 |  |  | 44.5663 |  |  |  | Liabilities | 500000 |  |  | 0.8327 |  | 0.85 | 0.85 | 0.70779 | -43.8586 | 44.5663 | 0
*UR factor= 50% X 85% |  |  |  |  | 1 | 3125848.3859 |  |  |  | 10040.6692 |  |  |  | Financing | 1006553.624 |  |  | 351.2214 |  |  |  | 298.5382 |  | 880.199 | 0
*Others = 85%, VLDR = 25% |  | **Financing = 0.518 x 1.2 x (Construction Cost + Soft Cost)
*Data in Zone 33 and 35 are still linked to the ones in Zone 33+34+35 | [22 empty] | 0
ZONE 35 | CMU | 45.3778 | 0.9 | 40.84 | 0.16745 | 191307.8273 | 4215.894 |  |  | 800.9175 | 366.5872 | 0.66532 | 243.8966 | 1142491.3687 |  |  |  | 53.3856 |  | 0.85 | 0.85 | 45.3778 | 0
| GC | 32.8466 | 0.9 | 29.562 | 0.12121 | 138477.9323 | 4215.894 |  |  | 579.7431 |  |  |  | New Pipes | 0 | 332948.1458 |  | 38.6431 |  | 0.85 | 0.85 | 32.8466 | 0
| HI | 22.1557 | 0.7 | 15.509 | 0.063588 | 72649.0939 | 3279.0287 |  |  | 304.1974 |  |  |  | FCOC 1 | 48678.7875 |  |  | 26.0655 |  | 0.85 | 0.85 | 22.1557 | 0
| LDR | 9.7215 | 0.3 | 2.9165 | 0.011958 | 13661.6538 | 1405.298 | 281.0596 | 48.6077 | 48.6077 |  |  |  | FCOC 2 | 42320.8095 |  |  | 11.4371 |  | 0.85 | 0.85 | 9.7215 | 0
| LI | 203.4047 | 0.7 | 142.3833 | 0.58379 | 666969.7154 | 3279.0287 |  |  | 2792.746 |  |  |  | FCOC 3 | 46645.4824 |  |  | 239.2996 |  | 0.85 | 0.85 | 203.4047 | 0
| NC | 9.2223 | 0.9 | 8.3001 | 0.034031 | 38880.366 | 4215.894 |  |  | 162.7741 |  |  |  | FCOC 4 | 35303.0664 |  |  | 10.8498 |  | 0.85 | 0.85 | 9.2223 | 0
| PQP | 43.8586 | 0.1 | 4.3859 | 0.017982 | 20544.78 | 468.4327 |  |  | 43.8586 |  |  |  | Monitor Well | 160000 |  |  | 51.5983 |  | 0.85 | 0.85 | 43.8586 | 0
[5 empty] | 1 | 1142491.3687 |  |  |  | 4732.8443 |  |  |  | Soft (19%) | 63260.1477 |  |  | 431.279 |  |  |  | 366.5872
[14 empty] | Admin (2%) | 0
[14 empty] | Liabilities | 500000
[14 empty] | Financing | 246283.0752
|  | Removed Acres from Austin Road Project + Shed D (3/8/2011) | [21 empty] | Zone 36 | Less Austin Road | Plus Shed D
ZONE 36 | AG (LDR) | 49.5006 | 0.3 | 14.8502 | 0.011331 | 169749.7128 | 3429.2485 | 685.8497 | 247.5028 | 247.5028 | 3306.3592 | 0.39637 | 1310.5501 | 14980673.4199 |  |  |  | 116.4719 | 0.5 | 0.85 | 0.425 | 49.5006 | 0 | 116.4719 |  |  | 116.4719
| CMU | 39.8206 | 0.9 | 35.8386 | 0.027346 | 409664.5077 | 10287.7455 |  |  | 702.8341 |  |  |  | New Pipes | 4664773.6746 | 7504090.4822 |  | 46.8478 |  | 0.85 | 0.85 | 39.8206 | 0 | 130.7478 | 83.9 |  | 46.8478
| GC | 77.1063 | 0.9 | 69.3957 | 0.052952 | 793250.0435 | 10287.7455 |  |  | 1360.9263 |  |  |  | FCOC 1 | 261569.8204 |  |  | 90.7133 |  | 0.85 | 0.85 | 77.1063 | 0 | 264.0133 | 173.3 |  | 90.7133
| HDR | 38.9652 | 0.65 | 25.3274 | 0.019326 | 289512.8591 | 7430.0384 | 437.0611 | 662.4082 | 423.9413 |  |  |  | FCOC 2 | 227405.9625 |  |  | 45.8414 |  | 0.85 | 0.85 | 38.9652 | 0 | 66.1414 | 46 | 25.7 | 45.8414
| HI | 247.1158 | 0.7 | 172.9811 | 0.13199 | 1977317.0049 | 8001.5798 |  |  | 3392.9003 |  |  |  | FCOC 3 | 250644.0911 |  |  | 290.7245 |  | 0.85 | 0.85 | 247.1158 | 0 | 537.7245 | 247 |  | 290.7245
| LDR | 1410.6439 | 0.3 | 423.1932 | 0.32291 | 4837448.3141 | 3429.2485 | 685.8497 | 7053.2193 | 7053.2193 |  |  |  | FCOC 4 | 189696.9336 |  |  | 1659.581 |  | 0.85 | 0.85 | 1410.6439 | 0 | 1932.381 | 330.4 | 57.6 | 1659.581
| LI | 3.3449 | 0.7 | 2.3414 | 0.0017866 | 26764.6445 | 8001.5798 |  |  | 45.9258 |  |  |  | Pump Stations* | 1750000 |  |  | 3.9352 |  | 0.85 | 0.85 | 3.3449 | 0 | 3.9352 |  |  | 3.9352
| MDR | 64.8422 | 0.5 | 32.4211 | 0.024739 | 370599.829 | 5715.4142 | 571.5414 | 648.4216 | 603.0321 |  |  |  | Monitor Well | 160000 |  |  | 76.2849 |  | 0.85 | 0.85 | 64.8422 | 0 | 96.1849 | 61.1 | 41.2 | 76.2849
| NC | 8.3643 | 0.9 | 7.5279 | 0.0057441 | 86050.2013 | 10287.7455 |  |  | 147.6306 |  |  |  | Soft (19%) | 1425777.1916 | *South Drain |  | 9.8404 |  | 0.85 | 0.85 | 8.3643 | 0 | 9.8404 |  |  | 9.8404
| P | 34.0424 | 0.1 | 3.4042 | 0.0025976 | 38913.3003 | 1143.0828 |  |  | 0 |  |  |  | Admin (2%) | 0 | + Austin Pump |  | 40.0499 |  | 0.85 | 0.85 | 34.0424 | 0 | 108.3499 | 68.3 |  | 40.0499
| PQP | 6.1572 | 0.1 | 0.61572 | 0.00046982 | 7038.2239 | 1143.0828 |  |  | 6.1572 |  |  |  | Liabilities | 500000 |  |  | 7.2438 |  | 0.85 | 0.85 | 6.1572 | 0 | 33.4438 | 26.2 |  | 7.2438
| UR | 480.4983 | 0.3 | 144.1495 | 0.10999 | 1647748.0256 | 3429.2485 | 685.8497 | 2402.4914 | 2402.4914 |  |  |  | Financing | 5550805.7461 |  |  | 1130.5842 | 0.5 | 0.85 | 0.425 | 480.4983 | 0 | 1130.5842 |  |  | 1130.5842
| UR-AG (LDR) | 195.1576 | 0.3 | 58.5473 | 0.044674 | 669243.8309 | 3429.2485 | 685.8497 | 975.7879 | 975.7879 |  |  |  | ZONE 36 |  |  |  | 459.1943 | 0.5 | 0.85 | 0.425 | 195.1576 | 0 | 459.1943 |  |  | 459.1943
| UR-BIP | 143.9461 | 0.7 | 100.7622 | 0.076885 | 1151795.8526 | 8001.5798 |  |  | 1976.3793 | [7 empty] | 338.6966 | 0.5 | 0.85 | 0.425 | 143.9461 | 0 | 338.6966 |  |  | 338.6966
| UR-CMU | 116.142 | 0.9 | 104.5278 | 0.079759 | 1194839.1468 | 10287.7455 |  |  | 2049.906 | [7 empty] | 273.2753 | 0.5 | 0.85 | 0.425 | 116.142 | 0 | 273.2753 |  |  | 273.2753
| UR-LDR | 204.6197 | 0.3 | 61.3859 | 0.04684 | 701691.9204 | 3429.2485 | 685.8497 | 1023.0987 | 1023.0987 | [7 empty] | 481.4582 | 0.5 | 0.85 | 0.425 | 204.6197 | 0 | 481.4582 |  |  | 481.4582
| UR-P | 12.7332 | 0.1 | 1.2733 | 0.00097159 | 14555.1166 | 1143.0828 |  |  | 0 | [7 empty] | 29.9605 | 0.5 | 0.85 | 0.425 | 12.7332 | 0 | 29.9605 |  |  | 29.9605
| UR-VLDR | 42.1697 | 0.3 | 12.6509 | 0.0096531 | 144610.3464 | 3429.2485 | 1714.6243 | 84.3394 | 210.8485 | [7 empty] | 99.2228 | 0.5 | 0.85 | 0.425 | 42.1697 | 0 | 99.2228 |  |  | 99.2228
| VLDR | 131.1892 | 0.3 | 39.3568 | 0.030031 | 449880.5395 | 3429.2485 | 1714.6243 | 262.3785 | 655.9462 | [7 empty] | 524.757 |  | 0.25 | 0.25 | 131.1892 | 0 | 524.757 |  |  | 524.757
Austin Shed D |  |  |  |  | 1 | 14980673.4199 |  |  |  | 23278.5277 | [7 empty] | 5724.683 |  |  |  | 3306.3592 |  | 6636.383 | 1036.2 | 124.5
Trails of Manteca
ZONE 39 | AG (LDR) | 81.3582 | 0.3 | 24.4075 | 0.045829 | 155568.8832 | 1912.1481 | 382.4296 | 406.7909 | 406.7909 | 1416.324 | 0.37603 | 532.5774 | 3394556 |  |  |  | 191.431 | 0.5 | 0.85 | 0.425 | 81.3582 | 0
| BIP | 152.9866 | 0.7 | 107.0906 | 0.20108 | 682576.9667 | 4461.679 |  |  | 2100.5056 |  |  |  | New Pipes | 0 | 1500000 |  | 179.9842 |  | 0.85 | 0.85 | 152.9866 | 0
| CMU | 19.8948 | 0.9 | 17.9053 | 0.03362 | 114125.1852 | 5736.4444 |  |  | 351.1425 |  |  |  | Pump Station | 1500000 |  |  | 23.4056 |  | 0.85 | 0.85 | 19.8948 | 0
| GC | 88.1386 | 0.9 | 79.3248 | 0.14895 | 505602.3244 | 5736.4444 |  |  | 1555.6467 |  |  |  | Monitor Well | 0 |  |  | 103.6925 |  | 0.85 | 0.85 | 88.1386 | 0
| HDR | 17.7239 | 0.65 | 11.5205 | 0.021632 | 73429.733 | 4142.9876 | 243.7052 | 301.3056 | 192.8356 |  |  |  | Soft (19%) | 285000 |  |  | 20.8516 |  | 0.85 | 0.85 | 17.7239 | 0
| LDR | 464.7242 | 0.3 | 139.4172 | 0.26178 | 888621.43 | 1912.1481 | 382.4296 | 2323.6208 | 2323.6208 |  |  |  | Admin (2%) | 0 |  |  | 546.7343 |  | 0.85 | 0.85 | 464.7242 | 0
| MDR | 56.4404 | 0.5 | 28.2202 | 0.052988 | 179870.7564 | 3186.9136 | 318.6914 | 564.4042 | 524.896 |  |  |  | Liabilities | 500000 |  |  | 66.4005 |  | 0.85 | 0.85 | 56.4404 | 0
| OS | 364.6144 | 0.1 | 36.4614 | 0.068462 | 232398.9064 | 637.3827 |  |  | 0 |  |  |  | Financing | 1109556 |  |  | 428.9581 |  | 0.85 | 0.85 | 364.6144 | 0
| UR-BIP | 29.7511 | 0.7 | 20.8257 | 0.039104 | 132739.6908 | 4461.679 |  |  | 408.4821 | [7 empty] | 70.0025 | 0.5 | 0.85 | 0.425 | 29.7511 | 0
| UR-CMU | 41.9942 | 0.9 | 37.7948 | 0.070966 | 240897.2085 | 5736.4444 |  |  | 741.1971 | [7 empty] | 98.8098 | 0.5 | 0.85 | 0.425 | 41.9942 | 0
| UR-LDR | 61.8455 | 0.3 | 18.5536 | 0.034837 | 118257.7389 | 1912.1481 | 382.4296 | 309.2274 | 309.2274 | [7 empty] | 145.5188 | 0.5 | 0.85 | 0.425 | 61.8455 | 0
| UR-VLDR | 36.8524 | 0.3 | 11.0557 | 0.020759 | 70467.1765 | 1912.1481 | 956.0741 | 73.7047 | 184.2618 | [7 empty] | 294.8189 | 0.5 | 0.25 | 0.125 | 36.8524 | 0
TOTAL AREA (AC) |  | 10524.1171 |  |  | 1 | 3394556 |  |  |  | 9098.6065 | [5 empty] | 11470518.2763 |  | 2170.6078 |  |  |  | 1416.324 | 0
[9 empty] | Tot EDU | #N/A |  |  |  | DO NOT CHANGE THIS!
[14 empty] | Land Use | C | EDU | EDU Factor | Per Acre
|  |  |  | Double Check | [9 empty] | VLDR | 0.3 | 2 | 2.5
|  |  |  | FCOC 1 | 761997.1565 | No Good! | [7 empty] | LDR | 0.3 | 5 | 1
|  |  |  | FCOC 2 | 530444.7301 | No Good! | [7 empty] | MDR | 0.5 | 10 | 0.93
|  |  |  | FCOC 3 | 400500.8817 | No Good! | [7 empty] | HDR | 0.65 | 17 | 0.64
|  |  |  | FCOC 4 | 225000 | Good! Matched! | [7 empty] | OS | 0.1 |  | 0
[14 empty] | P | 0.1 |  | 0
[14 empty] | PQP | 0.1 |  | 1
[14 empty] | AG (LDR) | 0.3 | 5 | 1
[14 empty] | BP | 0.9 |  | 17.65
[14 empty] | CMU | 0.9 |  | 17.65
[14 empty] | GC | 0.9 |  | 17.65
[14 empty] | NC | 0.9 |  | 17.65
[14 empty] | HI | 0.7 |  | 13.73
[14 empty] | LI | 0.7 |  | 13.73
cost Summary | [13 empty] | BIP | 0.7 |  | 13.73
Zone 30 | 254883.5485 | 876.2236 | [11 empty] | UR | 0.3 | 5 | 1
Zone 31 | 1214446.7756 | 327.3771 | [11 empty] | UR-VLDR | 0.3 | 2 | 2.5
Zone 32 | 643846.9672 | 331.9339 | [11 empty] | UR-LDR | 0.3 | 5 | 1
Zone 33 | 1360751.9008 | 526.8059 | [11 empty] | UR-MDR | 0.5 | 10 | 0.93
Zone 34 | [13 empty] | UR-P | 0.1 |  | 0
Zone 35 | [13 empty] | UR-PQP | 0.1 |  | 1
Zone 36 | 7504090.4822 | 1310.5501 | [11 empty] | UR-AG (LDR) | 0.3 | 5 | 1
Zone 39 | 1500000 | 532.5774 | [11 empty] | UR-BIP | 0.7 |  | 13.73
| 12478019.6743 | 3905.468 | [11 empty] | UR-CMU | 0.9 |  | 17.65
[14 empty] | UR-GC | 0.9 |  | 17.65
[14 empty] | UR-LI | 0.7 |  | 13.73

## PFF-Zones
As of 11/15/2011
STORM DRAIN ZONE | LAND USE | ACRES (A)* | C | (A) X (C) | Share (%) AC / AnCn | Total ($) /Land Use | $/Acre | $/EDU | Dwelling Unit | Equivalent EDU | An | Cn | AnCn | Infrastructure Cost ($)
ZONE 30 | AG (LDR) | 1391.1418 | 0.3 | 417.3425 | 0.4763 | 490755.4318 | 352.7717 | 70.5543 | 6955.7092 | 6955.7092 | 2521.8076 | 0.34746 | 876.2236 | 1030356.241 |  |  | 876.2236
| HI | 81.1976 | 0.7 | 56.8383 | 0.064867 | 66836.5057 | 823.1339 |  |  | 1114.8432 |  |  |  | New Pipes | 0 | 274838.1311
| LDR | 376.7443 | 0.3 | 113.0233 | 0.12899 | 132904.7206 | 352.7717 | 70.5543 | 1883.7215 | 1883.7215 |  |  |  | FCOC 1 | 194838.1311
| LI | 191.4718 | 0.7 | 134.0302 | 0.15296 | 157606.9014 | 823.1339 |  |  | 2628.9073 |  |  |  | Monitor Well | 80000
| P | 6.9663 | 0.1 | 0.69663 | 0.00079504 | 819.1764 | 117.5906 |  |  | 0 |  |  |  | Soft (19%) | 52219.2449
| PQP | 37.2474 | 0.1 | 3.7247 | 0.0042509 | 4379.9455 | 117.5906 |  |  | 37.2474 |  |  |  | Admin (2%) | 0
| UR-AG (LDR) | 361.9495 | 0.3 | 108.5849 | 0.12392 | 127685.5334 | 352.7717 | 70.5543 | 1809.7475 | 1809.7475 |  |  |  | Liabilities | 500000
| UR-LI | 48.6408 | 0.7 | 34.0486 | 0.038858 | 40037.9122 | 823.1339 |  |  | 667.8385 |  |  |  | Financing** | 203298.8649
| VLDR | 26.448 | 0.3 | 7.9344 | 0.0090552 | 9330.114 | 352.7717 | 176.3858 | 52.8961 | 66.1201
*UR factor= 50% X 85% |  |  |  |  | 1 | 1030356.241 |  |  |  | 15164.1348
*Others = 85%, VLDR = 25% |  | **Financing = 0.518 x 1.2 x (Construction Cost + Soft Cost)
ZONE 31 | AG (LDR) | 47.4396 | 0.3 | 14.2319 | 0.043472 | 124974.7745 | 2634.3998 | 526.88 | 237.1978 | 237.1978 | 1043.0869 | 0.31385 | 327.3771 | 2874807.1854
| CMU | 15.4827 | 0.9 | 13.9345 | 0.042564 | 122363.2611 | 7903.1994 |  |  | 273.2705 |  |  |  | New Pipes | 1012300 | 1230658.7878
| GC | 14.4691 | 0.9 | 13.0222 | 0.039777 | 114352.3805 | 7903.1994 |  |  | 255.3801 |  |  |  | FCOC 1 | 72795.9619 |  | error - missing Connect DR3A to Lat Rga (48" & 2,000')
| LDR | 92.5357 | 0.3 | 27.7607 | 0.084797 | 243775.9648 | 2634.3998 | 526.88 | 462.6784 | 462.6784 |  |  |  | FCOC 2 | 65562.8259 |  | 300000
| OS | 12.5875 | 0.1 | 1.2587 | 0.0038449 | 11053.485 | 878.1333 |  |  | 0 |  |  |  | Monitor Well | 80000
| P | 5.0023 | 0.1 | 0.50023 | 0.001528 | 4392.6422 | 878.1333 |  |  | 0 |  |  |  | Soft (19%) | 233825.1697
| PQP | 95.6436 | 0.1 | 9.5644 | 0.029215 | 83987.8405 | 878.1333 |  |  | 95.6436 |  |  |  | Admin (2%) | 0
| UR | 144.863 | 0.3 | 43.4589 | 0.13275 | 381627.1522 | 2634.3998 | 526.88 | 724.3152 | 724.3152 |  |  |  | Liabilities | 500000
| UR-AG (LDR) | 108.5194 | 0.3 | 32.5558 | 0.099444 | 285883.5265 | 2634.3998 | 526.88 | 542.5971 | 542.5971 |  |  |  | Financing | 910323.228
| UR-CMU | 18.2995 | 0.9 | 16.4695 | 0.050308 | 144624.44 | 7903.1994 |  |  | 322.9858
| UR-GC | 17.1847 | 0.9 | 15.4662 | 0.047243 | 135814.1509 | 7903.1994 |  |  | 303.31
| UR-LDR | 287.1575 | 0.3 | 86.1472 | 0.26314 | 756487.5455 | 2634.3998 | 526.88 | 1435.7873 | 1435.7873
| UR-MDR | 8.3878 | 0.5 | 4.1939 | 0.012811 | 36828.2178 | 4390.6664 | 439.0666 | 83.8784 | 78.0069
| UR-P | 14.2552 | 0.1 | 1.4255 | 0.0043544 | 12517.9478 | 878.1333 |  |  | 0
| UR-PQP | 4.9524 | 0.1 | 0.49524 | 0.0015128 | 4348.9023 | 878.1333 |  |  | 4.9524
| UR-VLDR | 149.8516 | 0.3 | 44.9555 | 0.13732 | 394768.9149 | 2634.3998 | 1317.1999 | 299.7031 | 749.2578
| VLDR | 6.4554 | 0.3 | 1.9366 | 0.0059155 | 17006.0387 | 2634.3998 | 1317.1999 | 12.9108 | 32.2769
[5 empty] | 1 | 2874807.1854 |  |  |  | 5517.6598
ZONE 32 | CMU | 45.0928 | 0.9 | 40.5836 | 0.12226 | 216915.0732 | 4810.4105 |  |  | 795.8886 | 774.6795 | 0.42848 | 331.9339 | 1774153.9078
| GC | 19.6005 | 0.9 | 17.6404 | 0.053144 | 94286.4039 | 4810.4105 |  |  | 345.9486 |  |  |  | New Pipes | 0 | 660284.6384
| HDR | 33.853 | 0.65 | 22.0045 | 0.066292 | 117611.7198 | 3474.1854 | 204.3638 | 575.5016 | 368.321 |  |  |  | FCOC 1 | 73809.2271
| LDR | 362.1042 | 0.3 | 108.6312 | 0.32727 | 580623.2318 | 1603.4702 | 320.694 | 1810.5208 | 1810.5208 |  |  |  | FCOC 2 | 66475.4113
| LI | 117.2389 | 0.7 | 82.0672 | 0.24724 | 438641.1316 | 3741.4304 |  |  | 1609.6899 |  |  |  | Drain 3 | 400000
| MDR | 7.0485 | 0.5 | 3.5242 | 0.010617 | 18836.6457 | 2672.4503 | 267.245 | 70.4845 | 65.5506 |  |  |  | Monitor Well | 120000
| NC | 9.2682 | 0.9 | 8.3414 | 0.02513 | 44583.9914 | 4810.4105 |  |  | 163.5843 |  |  |  | Soft (19%) | 125454.0813
| OS | 0.84371 | 0.1 | 0.084371 | 0.00025418 | 450.9546 | 534.4901 |  |  | 0 |  |  |  | Admin (2%) | 0
| P | 22.4539 | 0.1 | 2.2454 | 0.0067646 | 12001.4078 | 534.4901 |  |  | 0 |  |  |  | Liabilities | 500000
| UR | 101.0144 | 0.3 | 30.3043 | 0.091296 | 161973.6186 | 1603.4702 | 320.694 | 505.0721 | 505.0721 |  |  |  | Financing | 488415.1882
| UR-AG (LDR) | 20.2184 | 0.3 | 6.0655 | 0.018273 | 32419.5294 | 1603.4702 | 320.694 | 101.0918 | 101.0918
| UR-LDR | 33.4531 | 0.3 | 10.0359 | 0.030235 | 53641.0644 | 1603.4702 | 320.694 | 167.2656 | 167.2656
| UR-P | 1.7057 | 0.1 | 0.17057 | 0.00051385 | 911.6543 | 534.4901 |  |  | 0
| VLDR | 0.78422 | 0.3 | 0.23527 | 0.00070878 | 1257.4814 | 1603.4702 | 801.7351 | 1.5684 | 3.9211
[5 empty] | 1 | 1774153.9078 |  |  |  | 5936.8545
ZONE 33 | CMU | 0.70703 | 0.9 | 0.63633 | 0.0045143 | 3757.0523 | 5313.8514 |  |  | 12.4791 | 215.0736 | 0.65539 | 140.9574 | 832251.5841
| GC | 0.76024 | 0.9 | 0.68422 | 0.0048541 | 4039.8024 | 5313.8514 |  |  | 13.4182 |  |  |  | New Pipes | 0 | 172177.4863
| HI | 61.7807 | 0.7 | 43.2465 | 0.30681 | 255339.4392 | 4132.9955 |  |  | 848.2493 |  |  |  | FCOC 1 | 31343.4455
| LDR | 18.2747 | 0.3 | 5.4824 | 0.038894 | 32369.7597 | 1771.2838 | 354.2568 | 91.3737 | 91.3737 |  |  |  | FCOC 2 | 28229.1051
| LI | 118.4899 | 0.7 | 82.9429 | 0.58843 | 489718.2882 | 4132.9955 |  |  | 1626.8665 |  |  |  | FCOC 3 | 32604.9358
| MDR | 13.9748 | 0.5 | 6.9874 | 0.049571 | 41255.7089 | 2952.1397 | 295.214 | 139.7485 | 129.9661 |  |  |  | Monitor Well | 80000
| NC | 1.0861 | 0.9 | 0.97752 | 0.0069348 | 5771.5334 | 5313.8514 |  |  | 19.1702 |  |  |  | Soft (19%) | 32713.7224 | 12.3%
[5 empty] | 1 | 832251.5841 |  |  |  | 2741.5232 |  |  |  | Admin (2%) | 0 | of Zone
[14 empty] | Liabilities | 500000 | 33, 34 & 35
[14 empty] | Financing | 127360.3753
ZONE 34 | BP | 0.85 | 0.9 | 0.765 | 0.0053891 | 11771.5124 | 13848.8381 |  |  | 15.0025 | 298.5382 | 0.47549 | 141.9519 | 2184299.4699
| CMU | 28.6443 | 0.9 | 25.7799 | 0.18161 | 396690.5497 | 13848.8381 |  |  | 505.5722 |  |  |  | New Pipes | 0 | 872827.8896
| GC | 14.9022 | 0.9 | 13.412 | 0.094483 | 206378.1549 | 13848.8381 |  |  | 263.0238 |  |  |  | FCOC 1 | 31564.6045
| HDR | 17.6258 | 0.65 | 11.4568 | 0.080709 | 176291.8696 | 10001.9386 | 588.3493 | 299.6381 | 191.7684 |  |  |  | FCOC 2 | 28428.2893
| LDR | 156.4792 | 0.3 | 46.9438 | 0.3307 | 722351.7938 | 4616.2794 | 923.2559 | 782.3961 | 782.3961 |  |  |  | FCOC 3 | 32834.9959
| LI | 3.8663 | 0.7 | 2.7064 | 0.019066 | 41645.2565 | 10771.3185 |  |  | 53.0844 |  |  |  | Drain 5 | 700000
| MDR | 43.5844 | 0.5 | 21.7922 | 0.15352 | 335329.8412 | 7693.7989 | 769.3799 | 435.8443 | 405.3352 |  |  |  | Monitor Well | 80000
| NC | 19.7967 | 0.9 | 17.817 | 0.12551 | 274160.8775 | 13848.8381 |  |  | 349.4112 |  |  |  | Soft (19%) | 165837.299 | 62.35%
| P | 12.0815 | 0.1 | 1.2081 | 0.008511 | 18590.4879 | 1538.7598 |  |  | 0 |  |  |  | Admin (2%) | 0 | of Zone
| PQP | 0.70779 | 0.1 | 0.070779 | 0.00049862 | 1089.1265 | 1538.7598 |  |  | 0.70779 |  |  |  | Liabilities | 500000 | 33, 34 & 35
[5 empty] | 1 | 2184299.4699 |  |  |  | 2566.3017 |  |  |  | Financing | 645634.2813
ZONE 35 | CMU | 45.3778 | 0.9 | 40.84 | 0.16745 | 198367.5841 | 4371.4715 |  |  | 800.9175 | 366.5872 | 0.66532 | 243.8966 | 1184652.274
| GC | 32.8466 | 0.9 | 29.562 | 0.12121 | 143588.1285 | 4371.4715 |  |  | 579.7431 |  |  |  | New Pipes | 0 | 354796.5253
| HI | 22.1557 | 0.7 | 15.509 | 0.063588 | 75330.0346 | 3400.0334 |  |  | 304.1974 |  |  |  | FCOC 1 | 54233.1401
| LDR | 9.7215 | 0.3 | 2.9165 | 0.011958 | 14165.8044 | 1457.1572 | 291.4314 | 48.6077 | 48.6077 |  |  |  | FCOC 2 | 48844.439
| LI | 203.4047 | 0.7 | 142.3833 | 0.58379 | 691582.6339 | 3400.0334 |  |  | 2792.746 |  |  |  | FCOC 3 | 56415.8798
| NC | 9.2223 | 0.9 | 8.3001 | 0.034031 | 40315.1527 | 4371.4715 |  |  | 162.7741 |  |  |  | FCOC 4 | 35303.0664
| PQP | 43.8586 | 0.1 | 4.3859 | 0.017982 | 21302.9359 | 485.7191 |  |  | 43.8586 |  |  |  | Monitor Well | 160000
[5 empty] | 1 | 1184652.274 |  |  |  | 4732.8443 |  |  |  | Soft (19%) | 67411.3398 | 25.35%
[14 empty] | Admin (2%) | 0 | of Zone
[14 empty] | Liabilities | 500000 | 33, 34 & 35
[14 empty] | Financing | 262444.4089
Removed Acres from Austin Road Project + Shed D (3/8/2011)
ZONE 36 | AG (LDR) | 49.5006 | 0.3 | 14.8502 | 0.011331 | 161383.7934 | 3260.2419 | 652.0484 | 247.5028 | 247.5028 | 3306.3592 | 0.39637 | 1310.5501 | 14242368.1559
| CMU | 39.8206 | 0.9 | 35.8386 | 0.027346 | 389474.6635 | 9780.7258 |  |  | 702.8341 |  |  |  | New Pipes | 4164773.6746 | 7121490.2161 | error - Austin Road Pump Station Double Counted
| GC | 77.1063 | 0.9 | 69.3957 | 0.052952 | 754155.6272 | 9780.7258 |  |  | 1360.9263 |  |  |  | FCOC 1 | 291415.4899
| HDR | 38.9652 | 0.65 | 25.3274 | 0.019326 | 275244.5507 | 7063.8575 | 415.521 | 662.4082 | 423.9413 |  |  |  | FCOC 2 | 262459.9294
| HI | 247.1158 | 0.7 | 172.9811 | 0.13199 | 1879867.2099 | 7607.2312 |  |  | 3392.9003 |  |  |  | FCOC 3 | 303144.1885 |  | error - missing Two Junction Boxes at Woodward-Ya $150k
| LDR | 1410.6439 | 0.3 | 423.1932 | 0.32291 | 4599040.2363 | 3260.2419 | 652.0484 | 7053.2193 | 7053.2193 |  |  |  | FCOC 4 | 189696.9336 |  | 7271490.2161
| LI | 3.3449 | 0.7 | 2.3414 | 0.0017866 | 25445.5797 | 7607.2312 |  |  | 45.9258 |  |  |  | Pump Stations* | 1750000
| MDR | 64.8422 | 0.5 | 32.4211 | 0.024739 | 352335.2426 | 5433.7366 | 543.3737 | 648.4216 | 603.0321 |  |  |  | Monitor Well | 160000
| NC | 8.3643 | 0.9 | 7.5279 | 0.0057441 | 81809.3161 | 9780.7258 |  |  | 147.6306 |  |  |  | Soft (19%) | 1353083.1411 | *South Drain
| P | 34.0424 | 0.1 | 3.4042 | 0.0025976 | 36995.503 | 1086.7473 |  |  | 0 |  |  |  | Admin (2%) | 0 | + Austin Pump
| PQP | 6.1572 | 0.1 | 0.61572 | 0.00046982 | 6691.3532 | 1086.7473 |  |  | 6.1572 |  |  |  | Liabilities | 500000
| UR | 480.4983 | 0.3 | 144.1495 | 0.10999 | 1566540.6589 | 3260.2419 | 652.0484 | 2402.4914 | 2402.4914 |  |  |  | Financing | 5267794.7988
| UR-AG (LDR) | 195.1576 | 0.3 | 58.5473 | 0.044674 | 636260.9183 | 3260.2419 | 652.0484 | 975.7879 | 975.7879 |  |  |  | ZONE 36
| UR-BIP | 143.9461 | 0.7 | 100.7622 | 0.076885 | 1095030.9184 | 7607.2312 |  |  | 1976.3793
| UR-CMU | 116.142 | 0.9 | 104.5278 | 0.079759 | 1135952.8733 | 9780.7258 |  |  | 2049.906
| UR-LDR | 204.6197 | 0.3 | 61.3859 | 0.04684 | 667109.8409 | 3260.2419 | 652.0484 | 1023.0987 | 1023.0987
| UR-P | 12.7332 | 0.1 | 1.2733 | 0.00097159 | 13837.7845 | 1086.7473 |  |  | 0
| UR-VLDR | 42.1697 | 0.3 | 12.6509 | 0.0096531 | 137483.3918 | 3260.2419 | 1630.121 | 84.3394 | 210.8485
| VLDR | 131.1892 | 0.3 | 39.3568 | 0.030031 | 427708.6944 | 3260.2419 | 1630.121 | 262.3785 | 655.9462
Austin Shed D |  |  |  |  | 1 | 14242368.1559 |  |  |  | 23278.5277
Trails of Manteca
ZONE 39 | AG (LDR) | 81.3582 | 0.3 | 24.4075 | 0.045829 | 155568.8832 | 1912.1481 | 382.4296 | 406.7909 | 406.7909 | 1416.324 | 0.37603 | 532.5774 | 3394556
| BIP | 152.9866 | 0.7 | 107.0906 | 0.20108 | 682576.9667 | 4461.679 |  |  | 2100.5056 |  |  |  | New Pipes | 0 | 1500000
| CMU | 19.8948 | 0.9 | 17.9053 | 0.03362 | 114125.1852 | 5736.4444 |  |  | 351.1425 |  |  |  | Pump Station | 1500000 |  | error - missing monitor well $40k
| GC | 88.1386 | 0.9 | 79.3248 | 0.14895 | 505602.3244 | 5736.4444 |  |  | 1555.6467 |  |  |  | Monitor Well | 0
| HDR | 17.7239 | 0.65 | 11.5205 | 0.021632 | 73429.733 | 4142.9876 | 243.7052 | 301.3056 | 192.8356 |  |  |  | Soft (19%) | 285000
| LDR | 464.7242 | 0.3 | 139.4172 | 0.26178 | 888621.43 | 1912.1481 | 382.4296 | 2323.6208 | 2323.6208 |  |  |  | Admin (2%) | 0
| MDR | 56.4404 | 0.5 | 28.2202 | 0.052988 | 179870.7564 | 3186.9136 | 318.6914 | 564.4042 | 524.896 |  |  |  | Liabilities | 500000
| OS | 364.6144 | 0.1 | 36.4614 | 0.068462 | 232398.9064 | 637.3827 |  |  | 0 |  |  |  | Financing | 1109556
| UR-BIP | 29.7511 | 0.7 | 20.8257 | 0.039104 | 132739.6908 | 4461.679 |  |  | 408.4821
| UR-CMU | 41.9942 | 0.9 | 37.7948 | 0.070966 | 240897.2085 | 5736.4444 |  |  | 741.1971
| UR-LDR | 61.8455 | 0.3 | 18.5536 | 0.034837 | 118257.7389 | 1912.1481 | 382.4296 | 309.2274 | 309.2274
| UR-VLDR | 36.8524 | 0.3 | 11.0557 | 0.020759 | 70467.1765 | 1912.1481 | 956.0741 | 73.7047 | 184.2618
TOTAL AREA (AC) |  | 9942.4563 |  |  | 1 | 3394556 |  |  |  | 9098.6065 | [5 empty] | 10687073.6746
[9 empty] | Tot EDU | 69036.4524 |  |  |  | DO NOT CHANGE THIS!
[14 empty] | Land Use | C | EDU | EDU Factor
|  |  |  | Double Check | [9 empty] | VLDR | 0.3 | 2 | 2.5
|  |  |  | FCOC 1 | 750000 | Good! Matched! | [7 empty] | LDR | 0.3 | 5 | 1
|  |  |  | FCOC 2 | 500000 | Good! Matched! | [7 empty] | MDR | 0.5 | 10 | 0.93
|  |  |  | FCOC 3 | 425000 | Good! Matched! | [7 empty] | HDR | 0.65 | 17 | 0.64
|  |  |  | FCOC 4 | 225000 | Good! Matched! | [7 empty] | OS | 0.1 |  | 0
[14 empty] | P | 0.1 |  | 0
[14 empty] | PQP | 0.1 |  | 1
Cost Summary | PFF Zones | PFF Zones Combined |  |  | PFF Zones | PFF Zones Combined | [7 empty] | AG (LDR) | 0.3 | 5 | 1
Zone 30 | 274838.1311 | 254883.5485 |  | -19954.5826 | 876.2236 | 876.2236 | 0 | [6 empty] | BP | 0.9 |  | 17.65
Zone 31 | 1230658.7878 | 1214446.7756 |  | -16212.0121 | 327.3771 | 327.3771 | 0 | [6 empty] | CMU | 0.9 |  | 17.65
Zone 32 | 660284.6384 | 643846.9672 |  | -16437.6712 | 331.9339 | 331.9339 | 0 | [6 empty] | GC | 0.9 |  | 17.65
Zone 33 | 172177.4863 | 1360751.9008 |  | 1188574.4144 | 140.9574 | 526.8059 | 0 | [6 empty] | NC | 0.9 |  | 17.65
Zone 34 | 872827.8896 | 0 |  | -872827.8896 | 141.9519 | 0 | [7 empty] | HI | 0.7 |  | 13.73
Zone 35 | 354796.5253 | 0 |  | -354796.5253 | 243.8966 | 0 | [7 empty] | LI | 0.7 |  | 13.73
Zone 36 | 7121490.2161 | 7504090.4822 |  | 382600.2661 | 1310.5501 | 1310.5501 | 0 | [6 empty] | BIP | 0.7 |  | 13.73
Zone 39 | 1500000 | 1500000 |  | 0 | 532.5774 | 532.5774 | 0 | [6 empty] | UR | 0.3 | 5 | 1
| 12187073.6746 | 12478019.6743 |  |  | 3905.468 | [8 empty] | UR-VLDR | 0.3 | 2 | 2.5
| 490000 | [12 empty] | UR-LDR | 0.3 | 5 | 1
| 12677073.6746 | [12 empty] | UR-MDR | 0.5 | 10 | 0.93
[14 empty] | UR-P | 0.1 |  | 0
[14 empty] | UR-PQP | 0.1 |  | 1
[14 empty] | UR-AG (LDR) | 0.3 | 5 | 1
[14 empty] | UR-BIP | 0.7 |  | 13.73
[14 empty] | UR-CMU | 0.9 |  | 17.65
[14 empty] | UR-GC | 0.9 |  | 17.65
[14 empty] | UR-LI | 0.7 |  | 13.73

## 1. Storm Drainage Fee Calc Sum
Table 1 | [8 empty] | Internal
City of Manteca | [8 empty] | Working Draft - v9
PFF Storm Drainage Collection Fee | [8 empty] | 2013-01-15
Storm Drainage Fee Calculation Summary
| Zone 30 | Zone 31+32 | Zone 32 | Zone 33+34+35 | Zone 36 | Zone 39 | XXXXX
| Cost | Cost | Cost | Cost | Cost | Cost | Cost |  | Source/
Description | Estimate | Estimate | Estimate | Estimate | Estimate | Estimate | Estimate | Totals | Notes
PROJECT CONSTRUCTION COSTS
Capital Improvements Plan
Current Projects | 0 | 0 | 0 | 0 | 0 | 0 | 0 | 0
Future Projects | 288983.9956 | 2159860.1288 | 0 | 1465928.1841 | 7222301.3661 | 1540000 | 0 | 12677073.6746 | Table 4
Total Master Plan CIP (__/__/__ $) | 288983.9956 | 2159860.1288 | 0 | 1465928.1841 | 7222301.3661 | 1540000 | 0 | 12677073.6746
Soft Costs (12% of Construction Costs) | 34678.0795 | 259183.2155 | 0 | 175911.3821 | 866676.1639 | 184800 | 0 | 1521248.841 | See Note (4)
Additional CIP Costs - 2012/13 Budget | 0 | 0 | 0 | 0 | 0 | 0 | 0 | 0
Total PFF CIP | 323662.0751 | 2419043.3443 | 0 | 1641839.5662 | 8088977.53 | 1724800 | 0 | 14198322.5156
% of PFF CIP | 2.28% | 17.04% | 0% | 11.56% | 56.97% | 12.15% | 0% | 100%
FINANCING COSTS
Total PFF CIP | 109882.52 | 821259.5761 | 0 | 557400.7053 | 2746189.0144 | 585565.5791 | 0 | 4820297.3949 | See Note (3)
Total Estimated Financing Costs | 109882.52 | 821259.5761 | 0 | 557400.7053 | 2746189.0144 | 585565.5791 | 0 | 4820297.3949
Finance Cost % of CIP | 33.95% | 33.95% | 0% | 33.95% | 33.95% | 33.95% | 0% | 33.95%
PFF ADMINISTRATION COSTS
Program Updates and On-Going Admin | 59269.0717 | 442975.7592 | 0 | 300654.0292 | 1481255.3775 | 315845.7624 | 0 | 2600000 | See General Section
City Administrative Costs - Variable | 9709.8623 | 72571.3003 | 0 | 49255.187 | 242669.3259 | 51744 | 0 | 425949.6755 | See Note (5)
Total PFF Admin Costs | 68978.934 | 515547.0595 | 0 | 349909.2162 | 1723924.7034 | 367589.7624 | 0 | 3025949.6755
FUND BALANCES
Net Fund Balance (Deficit) | 0 | -678937 | 0 | -486480 | -2236041 | 0 | 0 | -3401458 | June 30, 2012 Balance
Fees From Remaining PFIP Development | 0 | 0 | 0 | 0 | 0 | 0 | 0 | 0
Total Fund Balances | 0 | -678937 | 0 | -486480 | -2236041 | 0 | 0 | -3401458
Net Costs Funded From PFF Fee | 502523.529 | 4434786.9799 | 0 | 3035629.4876 | 14795132.2478 | 2677955.3416 | 0 | 25446027.586
Total EDUs to be Developed | 13271.5071 | 8170.3493 | 0 | 8685.6853 | 17501.131 | 7698.2074 | 0 | 55326.8801 | Table 5
Fee Per EDU | 37.8648 | 542.7904 | 0 | 349.498 | 845.3815 | 347.8674 | 0
Total Development Units (Acres x C) | 796.2904 | 490.221 |  | 521.1411 | 1050.0679 | 461.8924 |  | 3319.6128
Fee Per Development Unit | 631.0807 | 9046.5063 | 0 | 5824.9664 | 14089.6915 | 5797.7899 | 0
Notes:
(1)
(2) Assumes entire cost of current projects funded by 30 year debt service with 2.0% interest.
(3) Assumes 100% of PFF CIP costs are financed, see Table 6 for financing assumptions.
(4) Contingency estimate of 10% included in construction cost estimates, 12% soft cost estimate from City of Manteca.
(5) City Admistrative Costs - Variable assumed to be 3.0% of PFF CIP costs.

## 2. Fee Per Unit
Table 2 | [32 empty] | Internal
City of Manteca | [32 empty] | Working Draft - v9
Storm Drainage Collection Fee | [32 empty] | 2013-01-15
Fee Summary
Checks
[35 empty] | Vacant Acres | [5 empty] | Total Revenue | [6 empty] | Acres X C
|  | Fee Per Unit | [8 empty] | Fee Per Acre | [7 empty] | Fee Per Acre | [7 empty] | Fee Per Unit
| Land Use | Units | EDU Factor Per Unit | Units Per Acre | Zone 30 | Zone 31 | Zone 32 | Zone 33+34+35 | Zone 36 | Zone 39 | Units | EDU Factor Per Acre | Zone 30 | Zone 31 | Zone 32 | Zone 33+34+35 | Zone 36 | Zone 39 | Units | C per Gross Acre | Zone 30 | Zone 31 + 32 | Zone 32 | Zone 33+34+35 | Zone 36 | Zone 39 | Units | Units Per Acre | Zone 30 | Zone 31 | Zone 32 | Zone 33+34+35 | Zone 36 | Zone 39 | Zone 30 | Zone 31 | Zone 33+34+35 | Zone 36 | Zone 39 | Totals | Zone 30 | Zone 31 | Zone 32 | Zone 33+34+35 | Zone 36 | Zone 39 | Totals | Zone 30 | Zone 31 | Zone 32 | Zone 33+34+35 | Zone 36 | Zone 39 | Totals
|  | EDU |  |  | 37.8648 | 542.7904 | 0 | 349.498 | 845.3815 | 347.8674 | [8 empty] | (Acres x C) |  | 631.0807 | 9046.5063 | 0 | 5824.9664 | 14089.6915 | 5797.7899
| VLDR | Dwelling Unit | 2.5 | 2 | 94.6621 | 1356.9759 | 0 | 873.745 | 2113.4537 | 869.6685 | Acre | 1 | 189.3242 | 2713.9519 | 0 | 1747.4899 | 4226.9075 | 1739.337 | Acre | 0.3 | 189.3242 | 2713.9519 | 0 | 1747.4899 | 4226.9075 | 1739.337 | Dwelling Unit | 2 | 94.6621 | 1356.9759 | 0 | 873.745 | 2113.4537 | 869.6685 | 26.448 | 7.2396 | 0 | 131.1892 | 0 | 164.8769 | 5007.2515 | 19647.9262 |  | 0 | 554524.8193 | 0 | 579179.997 | 7.9344 | 2.1719 |  | 0 | 39.3568 | 0 | 49.4631
| LDR | Dwelling Unit | 1 | 5 | 37.8648 | 542.7904 | 0 | 349.498 | 845.3815 | 347.8674 | Acre | 1 | 189.3242 | 2713.9519 | 0 | 1747.4899 | 4226.9075 | 1739.337 | Acre | 0.3 | 189.3242 | 2713.9519 | 0 | 1747.4899 | 4226.9075 | 1739.337 | Dwelling Unit | 5 | 37.8648 | 542.7904 | 0 | 349.498 | 845.3815 | 347.8674 | 376.7443 | 454.6398 | 184.4755 | 1410.6439 | 464.7242 | 2891.2277 | 71326.8202 | 1233870.6567 |  | 322369.074 | 5962661.0104 | 808311.9037 | 8398539.465 | 113.0233 | 136.392 |  | 55.3426 | 423.1932 | 139.4172 | 867.3683
| MDR | Dwelling Unit | 0.92593 | 9 | 35.06 | 502.5837 | 0 | 323.6092 | 782.7606 | 322.0994 | Acre | 1.6667 | 315.5404 | 4523.2532 | 0 | 2912.4832 | 7044.8458 | 2898.895 | Acre | 0.5 | 315.5404 | 4523.2532 | 0 | 2912.4832 | 7044.8458 | 2898.895 | Dwelling Unit | 9 | 35.06 | 502.5837 | 0 | 323.6092 | 782.7606 | 322.0994 | 0 | 7.0485 | 57.5593 | 64.8422 | 56.4404 | 185.8903 | 0 | 31881.9464 |  | 167640.4346 | 456803.0514 | 163614.863 | 819940.2954 | 0 | 3.5242 |  | 28.7796 | 32.4211 | 28.2202 | 92.9452
| HDR | Dwelling Unit | 0.63725 | 17 | 24.1296 | 345.8958 | 0 | 222.7193 | 538.7235 | 221.6802 | Acre | 2.1667 | 410.2025 | 5880.2291 | 0 | 3786.2281 | 9158.2995 | 3768.5634 | Acre | 0.65 | 410.2025 | 5880.2291 | 0 | 3786.2281 | 9158.2995 | 3768.5634 | Dwelling Unit | 17 | 24.1296 | 345.8958 | 0 | 222.7193 | 538.7235 | 221.6802 | 0 | 33.853 | 17.6258 | 38.9652 | 17.7239 | 108.1679 | 0 | 199063.6019 |  | 66735.1861 | 356854.8798 | 66793.4907 | 689447.1586 | 0 | 22.0045 |  | 11.4568 | 25.3274 | 11.5205 | 70.3091
| OS | Acre | 0 | 0 | 0 | 0 | 0 | 0 | 0 | 0 | Acre | 0 | 0 | 0 | 0 | 0 | 0 | 0 | Acre | 0 | 0 | 0 | 0 | 0 | 0 | 0 | Acre | 0 | 0 | 0 | 0 | 0 | 0 | 0 | 0 | 13.4312 | 0 | 0 | 364.6144 | 378.0456 | 0 | 0 |  | 0 | 0 | 0 | 0 | 0 | 0 |  | 0 | 0 | 0 | 0
| P | Acre | 0 | 0 | 0 | 0 | 0 | 0 | 0 | 0 | Acre | 0 | 0 | 0 | 0 | 0 | 0 | 0 | Acre | 0 | 0 | 0 | 0 | 0 | 0 | 0 | Acre | 0 | 0 | 0 | 0 | 0 | 0 | 0 | 6.9663 | 27.4562 | 12.0815 | 34.0424 | 0 | 80.5464 | 0 | 0 |  | 0 | 0 | 0 | 0 | 0 | 0 |  | 0 | 0 | 0 | 0
| PQP | Acre | 0 | 0 | 0 | 0 | 0 | 0 | 0 | 0 | Acre | 0 | 0 | 0 | 0 | 0 | 0 | 0 | Acre | 0 | 0 | 0 | 0 | 0 | 0 | 0 | Acre | 0 | 0 | 0 | 0 | 0 | 0 | 0 | 37.2474 | 95.6436 | 44.5663 | 6.1572 | 0 | 183.6146 | 0 | 0 |  | 0 | 0 | 0 | 0 | 0 | 0 |  | 0 | 0 | 0 | 0
| AG (LDR) | Dwelling Unit | 1 | 5 | 37.8648 | 542.7904 | 0 | 349.498 | 845.3815 | 347.8674 | Acre | 1 | 189.3242 | 2713.9519 | 0 | 1747.4899 | 4226.9075 | 1739.337 | Acre | 0.3 | 189.3242 | 2713.9519 | 0 | 1747.4899 | 4226.9075 | 1739.337 | Dwelling Unit | 5 | 37.8648 | 542.7904 | 0 | 349.498 | 845.3815 | 347.8674 | 1391.1418 | 47.4396 | 0 | 49.5006 | 81.3582 | 1569.4401 | 263376.8332 | 128748.6907 |  | 0 | 209234.2757 | 141509.2816 | 742869.0812 | 417.3425 | 14.2319 |  | 0 | 14.8502 | 24.4075 | 470.832
| BP | Acre | 15 | 1 | 567.9726 | 8141.8557 | 0 | 5242.4697 | 12680.7224 | 5218.0109 | Acre | 3 | 567.9726 | 8141.8557 | 0 | 5242.4697 | 12680.7224 | 5218.0109 | Acre | 0.9 | 567.9726 | 8141.8557 | 0 | 5242.4697 | 12680.7224 | 5218.0109 | Acre | 1 | 567.9726 | 8141.8557 | 0 | 5242.4697 | 12680.7224 | 5218.0109 | 0 | 0 | 0.85 | 0 | 0 | 0.85 | 0 | 0 |  | 4456.0993 | 0 | 0 | 4456.0993 | 0 | 0 |  | 0.765 | 0 | 0 | 0.765
| CMU | Acre | 15 | 1 | 567.9726 | 8141.8557 | 0 | 5242.4697 | 12680.7224 | 5218.0109 | Acre | 3 | 567.9726 | 8141.8557 | 0 | 5242.4697 | 12680.7224 | 5218.0109 | Acre | 0.9 | 567.9726 | 8141.8557 | 0 | 5242.4697 | 12680.7224 | 5218.0109 | Acre | 1 | 567.9726 | 8141.8557 | 0 | 5242.4697 | 12680.7224 | 5218.0109 | 0 | 60.5756 | 74.7291 | 39.8206 | 19.8948 | 195.0201 | 0 | 493197.7124 |  | 391765.096 | 504954.3538 | 103811.0747 | 1493728.2369 | 0 | 54.518 |  | 67.2562 | 35.8386 | 17.9053 | 175.5181
| GC | Acre | 15 | 1 | 567.9726 | 8141.8557 | 0 | 5242.4697 | 12680.7224 | 5218.0109 | Acre | 3 | 567.9726 | 8141.8557 | 0 | 5242.4697 | 12680.7224 | 5218.0109 | Acre | 0.9 | 567.9726 | 8141.8557 | 0 | 5242.4697 | 12680.7224 | 5218.0109 | Acre | 1 | 567.9726 | 8141.8557 | 0 | 5242.4697 | 12680.7224 | 5218.0109 | 0 | 34.0696 | 48.5091 | 77.1063 | 88.1386 | 247.8236 | 0 | 277389.8889 |  | 254307.3566 | 977763.647 | 459908.3069 | 1969369.1994 | 0 | 30.6627 |  | 43.6582 | 69.3957 | 79.3248 | 223.0413
| NC | Acre | 15 | 1 | 567.9726 | 8141.8557 | 0 | 5242.4697 | 12680.7224 | 5218.0109 | Acre | 3 | 567.9726 | 8141.8557 | 0 | 5242.4697 | 12680.7224 | 5218.0109 | Acre | 0.9 | 567.9726 | 8141.8557 | 0 | 5242.4697 | 12680.7224 | 5218.0109 | Acre | 1 | 567.9726 | 8141.8557 | 0 | 5242.4697 | 12680.7224 | 5218.0109 | 0 | 9.2682 | 30.1051 | 8.3643 | 0 | 47.7377 | 0 | 75460.5912 |  | 157825.2323 | 106065.8734 | 0 | 339351.6969 | 0 | 8.3414 |  | 27.0946 | 7.5279 | 0 | 42.9639
| HI | Acre | 11.6667 | 1 | 441.7565 | 6332.5544 | 0 | 4077.4764 | 9862.7841 | 4058.4529 | Acre | 2.3333 | 441.7565 | 6332.5544 | 0 | 4077.4764 | 9862.7841 | 4058.4529 | Acre | 0.7 | 441.7565 | 6332.5544 | 0 | 4077.4764 | 9862.7841 | 4058.4529 | Acre | 1 | 441.7565 | 6332.5544 | 0 | 4077.4764 | 9862.7841 | 4058.4529 | 81.1976 | 0 | 83.9364 | 247.1158 | 0 | 412.2498 | 35869.5718 | 0 |  | 342248.6735 | 2437250.022 | 0 | 2815368.2674 | 56.8383 | 0 |  | 58.7555 | 172.9811 | 0 | 288.5749
| LI | Acre | 11.6667 | 1 | 441.7565 | 6332.5544 | 0 | 4077.4764 | 9862.7841 | 4058.4529 | Acre | 2.3333 | 441.7565 | 6332.5544 | 0 | 4077.4764 | 9862.7841 | 4058.4529 | Acre | 0.7 | 441.7565 | 6332.5544 | 0 | 4077.4764 | 9862.7841 | 4058.4529 | Acre | 1 | 441.7565 | 6332.5544 | 0 | 4077.4764 | 9862.7841 | 4058.4529 | 191.4718 | 117.2389 | 325.7609 | 3.3449 | 0 | 637.8165 | 84583.8964 | 742421.6204 |  | 1328282.3353 | 32990.2237 | 0 | 2188278.0758 | 134.0302 | 82.0672 |  | 228.0326 | 2.3414 | 0 | 446.4715
| BIP | Acre | 11.6667 | 1 | 441.7565 | 6332.5544 | 0 | 4077.4764 | 9862.7841 | 4058.4529 | Acre | 2.3333 | 441.7565 | 6332.5544 | 0 | 4077.4764 | 9862.7841 | 4058.4529 | Acre | 0.7 | 441.7565 | 6332.5544 | 0 | 4077.4764 | 9862.7841 | 4058.4529 | Acre | 1 | 441.7565 | 6332.5544 | 0 | 4077.4764 | 9862.7841 | 4058.4529 | 0 | 0 | 0 | 0 | 152.9866 | 152.9866 | 0 | 0 |  | 0 | 0 | 620888.7933 | 620888.7933 | 0 | 0 |  | 0 | 0 | 107.0906 | 107.0906
| UR | Dwelling Unit | 1 | 5 | 37.8648 | 542.7904 | 0 | 349.498 | 845.3815 | 347.8674 | Acre | 1 | 189.3242 | 2713.9519 | 0 | 1747.4899 | 4226.9075 | 1739.337 | Acre | 0.3 | 189.3242 | 2713.9519 | 0 | 1747.4899 | 4226.9075 | 1739.337 | Dwelling Unit | 5 | 37.8648 | 542.7904 | 0 | 349.498 | 845.3815 | 347.8674 | 0 | 115.707 | 0 | 226.1168 | 0 | 341.8239 | 0 | 314023.3408 |  | 0 | 955774.9574 | 0 | 1269798.2982 | 0 | 34.7121 |  | 0 | 67.8351 | 0 | 102.5472
| UR-VLDR | Dwelling Unit | 2.5 | 2 | 94.6621 | 1356.9759 | 0 | 873.745 | 2113.4537 | 869.6685 | Acre | 1 | 189.3242 | 2713.9519 | 0 | 1747.4899 | 4226.9075 | 1739.337 | Acre | 0.3 | 189.3242 | 2713.9519 | 0 | 1747.4899 | 4226.9075 | 1739.337 | Dwelling Unit | 2 | 94.6621 | 1356.9759 | 0 | 873.745 | 2113.4537 | 869.6685 | 0 | 70.5184 | 0 | 19.8446 | 58.9638 | 149.3267 | 0 | 191383.4912 |  | 0 | 83881.1187 | 102557.8825 | 377822.4924 | 0 | 21.1555 |  | 0 | 5.9534 | 17.6891 | 44.798
| UR-LDR | Dwelling Unit | 1 | 5 | 37.8648 | 542.7904 | 0 | 349.498 | 845.3815 | 347.8674 | Acre | 1 | 189.3242 | 2713.9519 | 0 | 1747.4899 | 4226.9075 | 1739.337 | Acre | 0.3 | 189.3242 | 2713.9519 | 0 | 1747.4899 | 4226.9075 | 1739.337 | Dwelling Unit | 5 | 37.8648 | 542.7904 | 0 | 349.498 | 845.3815 | 347.8674 | 0 | 150.8756 | 0 | 96.2916 | 29.1038 | 276.271 | 0 | 409469.0124 |  | 0 | 407015.8513 | 50621.2457 | 867106.1094 | 0 | 45.2627 |  | 0 | 28.8875 | 8.7311 | 82.8813
| UR-MDR | Dwelling Unit | 0.92593 | 9 | 35.06 | 502.5837 | 0 | 323.6092 | 782.7606 | 322.0994 | Acre | 1.6667 | 315.5404 | 4523.2532 | 0 | 2912.4832 | 7044.8458 | 2898.895 | Acre | 0.5 | 315.5404 | 4523.2532 | 0 | 2912.4832 | 7044.8458 | 2898.895 | Dwelling Unit | 9 | 35.06 | 502.5837 | 0 | 323.6092 | 782.7606 | 322.0994 | 0 | 3.9472 | 0 | 0 | 0 | 3.9472 | 0 | 17854.2754 |  | 0 | 0 | 0 | 17854.2754 | 0 | 1.9736 |  | 0 | 0 | 0 | 1.9736
| UR-P | Acre | 0 | 0 | 0 | 0 | 0 | 0 | 0 | 0 | Acre | 0 | 0 | 0 | 0 | 0 | 0 | 0 | Acre | 0 | 0 | 0 | 0 | 0 | 0 | 0 | Acre | 0 | 0 | 0 | 0 | 0 | 0 | 0 | 0 | 7.511 | 0 | 5.9921 | 0 | 13.5031 | 0 | 0 |  | 0 | 0 | 0 | 0 | 0 | 0 |  | 0 | 0 | 0 | 0
| UR-PQP | Acre | 0 | 0 | 0 | 0 | 0 | 0 | 0 | 0 | Acre | 0 | 0 | 0 | 0 | 0 | 0 | 0 | Acre | 0 | 0 | 0 | 0 | 0 | 0 | 0 | Acre | 0 | 0 | 0 | 0 | 0 | 0 | 0 | 0 | 2.3306 | 0 | 0 | 0 | 2.3306 | 0 | 0 |  | 0 | 0 | 0 | 0 | 0 | 0 |  | 0 | 0 | 0 | 0
| UR-AG (LDR) | Dwelling Unit | 1 | 5 | 37.8648 | 542.7904 | 0 | 349.498 | 845.3815 | 347.8674 | Acre | 1 | 189.3242 | 2713.9519 | 0 | 1747.4899 | 4226.9075 | 1739.337 | Acre | 0.3 | 189.3242 | 2713.9519 | 0 | 1747.4899 | 4226.9075 | 1739.337 | Dwelling Unit | 5 | 37.8648 | 542.7904 | 0 | 349.498 | 845.3815 | 347.8674 | 170.3292 | 60.5825 | 0 | 91.8389 | 0 | 322.7505 | 32247.438 | 164417.9366 |  | 0 | 388194.3623 | 0 | 584859.7369 | 51.0988 | 18.1747 |  | 0 | 27.5517 | 0 | 96.8252
| UR-BIP | Acre | 11.6667 | 1 | 441.7565 | 6332.5544 | 0 | 4077.4764 | 9862.7841 | 4058.4529 | Acre | 2.3333 | 441.7565 | 6332.5544 | 0 | 4077.4764 | 9862.7841 | 4058.4529 | Acre | 0.7 | 441.7565 | 6332.5544 | 0 | 4077.4764 | 9862.7841 | 4058.4529 | Acre | 1 | 441.7565 | 6332.5544 | 0 | 4077.4764 | 9862.7841 | 4058.4529 | 0 | 0 | 0 | 67.7393 | 14.0005 | 81.7398 | 0 | 0 |  | 0 | 668098.2862 | 56820.3703 | 724918.6564 | 0 | 0 |  | 0 | 47.4175 | 9.8003 | 57.2179
| UR-CMU | Acre | 15 | 1 | 567.9726 | 8141.8557 | 0 | 5242.4697 | 12680.7224 | 5218.0109 | Acre | 3 | 567.9726 | 8141.8557 | 0 | 5242.4697 | 12680.7224 | 5218.0109 | Acre | 0.9 | 567.9726 | 8141.8557 | 0 | 5242.4697 | 12680.7224 | 5218.0109 | Acre | 1 | 567.9726 | 8141.8557 | 0 | 5242.4697 | 12680.7224 | 5218.0109 | 0 | 8.6115 | 0 | 54.6551 | 19.762 | 83.0285 | 0 | 70113.7531 |  | 0 | 693065.5154 | 103118.1292 | 866297.3977 | 0 | 7.7504 |  | 0 | 49.1895 | 17.7858 | 74.7257
| UR-GC | Acre | 15 | 1 | 567.9726 | 8141.8557 | 0 | 5242.4697 | 12680.7224 | 5218.0109 | Acre | 3 | 567.9726 | 8141.8557 | 0 | 5242.4697 | 12680.7224 | 5218.0109 | Acre | 0.9 | 567.9726 | 8141.8557 | 0 | 5242.4697 | 12680.7224 | 5218.0109 | Acre | 1 | 567.9726 | 8141.8557 | 0 | 5242.4697 | 12680.7224 | 5218.0109 | 0 | 8.0869 | 0 | 0 | 0 | 8.0869 | 0 | 65842.5356 |  | 0 | 0 | 0 | 65842.5356 | 0 | 7.2782 |  | 0 | 0 | 0 | 7.2782
| UR-LI | Acre | 11.6667 | 1 | 441.7565 | 6332.5544 | 0 | 4077.4764 | 9862.7841 | 4058.4529 | Acre | 2.3333 | 441.7565 | 6332.5544 | 0 | 4077.4764 | 9862.7841 | 4058.4529 | Acre | 0.7 | 441.7565 | 6332.5544 | 0 | 4077.4764 | 9862.7841 | 4058.4529 | Acre | 1 | 441.7565 | 6332.5544 | 0 | 4077.4764 | 9862.7841 | 4058.4529 | 22.8898 | 0 | 0 | 0 | 0 | 22.8898 | 10111.7179 | 0 |  | 0 | 0 | 0 | 10111.7179 | 16.0229 | 0 |  | 0 | 0 | 0 | 16.0229
[35 empty] | 2304.4363 | 1336.0745 | 880.199 | 2673.571 | 1367.711 | 8561.9917 | 502523.529 | 4434786.9799 | 0 | 3035629.4876 | 14795132.2478 | 2677955.3416 | 25446027.586 | 796.2904 | 490.221 | 0 | 521.1411 | 1050.0679 | 461.8924 | 3319.6128
[35 empty] | 2304.4363 | 1336.0745 | 880.199 | 2673.571 | 1367.711 | [8 empty] | 796.2904 | 1289.5786 | 0 | 461.8924 | 0 | 0
[35 empty] | 0 | 0 | 0 | 0 | 0 | [8 empty] | 0 | -799.3577 | 0 | 59.2487 | 1050.0679 | 461.8924

## 3. EDU Calculation
Table 3 | [9 empty] | Internal
City of Manteca | [9 empty] | Working Draft - v9
Storm Drainage Collection Fee | [9 empty] | 2013-01-15
EDU Calculation
Comparison
|  | EDU Factor Per Acre |  |  |  | EDU Factor Per Unit |  |  |  |  | Col E vs. Col M |  | DO NOT CHANGE THIS! |  |  |  | Example with 85%
| Land Use | Units | C per Gross Acre | Gross Acre to Net Acre | EDU Factor Per Unit | Units | Units Per Acre | C per unit | Gross Acre to Net Acre | EDU Factor Per Unit | Variance to EDU Factor |  | Land Use | C | EDU | EDU Factor | Acres | Units per Acre | Units Develped | Net To Gross Conversion | EDUs (Acre) | EDUs (Per Unit | Total Cost (per acre EDU) | Total Cost (per unit EDUs)
| VLDR | Acre | 0.3 |  | 1 | Dwelling Unit | 2 | 0.15 |  | 2.5 | 0 | 1 | VLDR | 0.3 | 2 | 2.5 | 2 | 2 | 4 |  | 2 | 10 | 50.5051 | 50.5051
| LDR | Acre | 0.3 |  | 1 | Dwelling Unit | 5 | 0.06 |  | 1 | 0 | 1 | LDR | 0.3 | 5 | 1 | 7 | 5 | 35 |  | 7 | 35 | 176.7677 | 176.7677
| MDR | Acre | 0.5 |  | 1.6667 | Dwelling Unit | 9 | 0.055556 |  | 0.92593 | 0.0040741 | 1.6667 | MDR | 0.5 | 9 | 0.93
| HDR | Acre | 0.65 |  | 2.1667 | Dwelling Unit | 17 | 0.038235 |  | 0.63725 | 0.0027451 | 2.1667 | HDR | 0.65 | 17 | 0.64
| OS | Acre | 0.1 |  | 0 | Acre | 1 | 0.1 |  | 0 | 0 | 0.33333 | OS | 0.1 |  | 0
| P | Acre | 0.1 |  | 0 | Acre | 1 | 0.1 |  | 0 | 0 | 0.33333 | P | 0.1 |  | 0
| PQP | Acre | 0.1 |  | 0 | Acre | 1 | 0.1 |  | 0 | 1 | 0 | PQP | 0.1 |  | 1
| AG (LDR) | Acre | 0.3 |  | 1 | Dwelling Unit | 5 | 0.06 |  | 1 | 0 | 1 | AG (LDR) | 0.3 | 5 | 1
| BP | Acre | 0.9 | 0 | 3 | Acre | 1 | 0.9 | 0 | 15 | 2.65 | #DIV/0! | BP | 0.9 |  | 17.65 | 18 | 1 | 18 | 0 | 54 | 270 | 1363.6364 | 1363.6364
| CMU | Acre | 0.9 | 0 | 3 | Acre | 1 | 0.9 | 0 | 15 | 2.65 | #DIV/0! | CMU | 0.9 |  | 17.65 | 12 | 1 | 12 | 0 | 36 | 180 | 909.0909 | 909.0909
| GC | Acre | 0.9 | 0 | 3 | Acre | 1 | 0.9 | 0 | 15 | 2.65 | #DIV/0! | GC | 0.9 |  | 17.65
| NC | Acre | 0.9 | 0 | 3 | Acre | 1 | 0.9 | 0 | 15 | 2.65 | #DIV/0! | NC | 0.9 |  | 17.65
| HI | Acre | 0.7 | 0 | 2.3333 | Acre | 1 | 0.7 | 0 | 11.6667 | 2.0633 | #DIV/0! | HI | 0.7 |  | 13.73
| LI | Acre | 0.7 | 0 | 2.3333 | Acre | 1 | 0.7 | 0 | 11.6667 | 2.0633 | #DIV/0! | LI | 0.7 |  | 13.73
| BIP | Acre | 0.7 | 0 | 2.3333 | Acre | 1 | 0.7 | 0 | 11.6667 | 2.0633 | #DIV/0! | BIP | 0.7 |  | 13.73
| UR | Acre | 0.3 |  | 1 | Dwelling Unit | 5 | 0.06 |  | 1 | 0 | 1 | UR | 0.3 | 5 | 1
| UR-VLDR | Acre | 0.3 |  | 1 | Dwelling Unit | 2 | 0.15 |  | 2.5 | 0 | 1 | UR-VLDR | 0.3 | 2 | 2.5
| UR-LDR | Acre | 0.3 |  | 1 | Dwelling Unit | 5 | 0.06 |  | 1 | 0 | 1 | UR-LDR | 0.3 | 5 | 1
| UR-MDR | Acre | 0.5 |  | 1.6667 | Dwelling Unit | 9 | 0.055556 |  | 0.92593 | 0.0040741 | 1.6667 | UR-MDR | 0.5 | 9 | 0.93
| UR-P | Acre | 0.1 |  | 0 | Acre | 1 | 0.1 |  | 0 | 0 |  | UR-P | 0.1 |  | 0
| UR-PQP | Acre | 0.1 |  | 0 | Acre | 1 | 0.1 |  | 0 | 1 |  | UR-PQP | 0.1 |  | 1
| UR-AG (LDR) | Acre | 0.3 |  | 1 | Dwelling Unit | 5 | 0.06 |  | 1 | 0 | 1 | UR-AG (LDR) | 0.3 | 5 | 1
| UR-BIP | Acre | 0.7 | 0 | 2.3333 | Acre | 1 | 0.7 | 0 | 11.6667 | 2.0633 | #DIV/0! | UR-BIP | 0.7 |  | 13.73
| UR-CMU | Acre | 0.9 | 0 | 3 | Acre | 1 | 0.9 | 0 | 15 | 2.65 | #DIV/0! | UR-CMU | 0.9 |  | 17.65
| UR-GC | Acre | 0.9 | 0 | 3 | Acre | 1 | 0.9 | 0 | 15 | 2.65 | #DIV/0! | UR-GC | 0.9 |  | 17.65
| UR-LI | Acre | 0.7 | 0 | 2.3333 | Acre | 1 | 0.7 | 0 | 11.6667 | 2.0633 | #DIV/0! | UR-LI | 0.7 |  | 13.73
[21 empty] | 99 | 495 | 2500 | 2500
Source: City of Manteca. | [18 empty] | Total Cost |  | 2500 | 2500
[19 empty] | Fee Per EDU |  | 25.2525 | 5.0505

## 3a. EDU Calculation Ex wo 85% (hidden)
Table 3 (Example w/o 85% net to gross conversion) | [7 empty] | Internal
City of Manteca | [7 empty] | Working Draft - v9
Storm Drainage Collection Fee | [7 empty] | 2013-01-15
EDU Calculation
[6 empty] | 17.6471 |  |  |  | Comparison
[10 empty] | Col E vs. Col M |  | DO NOT CHANGE THIS! |  |  |  | Example without 85%
| Land Use | C per acre | Gross Acre to Net Acre | EDU Factor Per Acre | Units | Units Per Acre | C per unit | Gross Acre to Net Acre | EDU Factor Per Unit | Variance to EDU Factor |  | Land Use | C | EDU | EDU Factor | Acres | Units per Acre | Units Develped | Net To Gross Conversion | EDUs (Acre) | EDUs (Per Unit | Total Cost (per acre EDU) | Total Cost (per unit EDUs)
| VLDR | 0.3 |  | 1 | Dwelling Unit | 2 | 0.15 |  | 2.5 | 0 | 1 | VLDR | 0.3 | 2 | 2.5 | 2 | 2 | 4 |  | 2 | 10 | 50.5051 | 50.5051
| LDR | 0.3 |  | 1 | Dwelling Unit | 5 | 0.06 |  | 1 | 0 | 1 | LDR | 0.3 | 5 | 1 | 7 | 5 | 35 |  | 7 | 35 | 176.7677 | 176.7677
| MDR | 0.5 |  | 1.6667 | Dwelling Unit | 9 | 0.055556 |  | 0.92593 | 0.0040741 | 1.6667 | MDR | 0.5 | 9 | 0.93
| HDR | 0.65 |  | 2.1667 | Dwelling Unit | 17 | 0.038235 |  | 0.63725 | 0.0027451 | 2.1667 | HDR | 0.65 | 17 | 0.64
| OS | 0.1 |  | 0 | Acre | 1 | 0.1 |  | 0 | 0 | 0.33333 | OS | 0.1 |  | 0
| P | 0.1 |  | 0 | Acre | 1 | 0.1 |  | 0 | 0 | 0.33333 | P | 0.1 |  | 0
| PQP | 0.1 | 0 | 0.33333 | Acre | 1 | 0.1 |  | 1.6667 | -0.66667 | 0 | PQP | 0.1 |  | 1
| AG (LDR) | 0.3 |  | 1 | Dwelling Unit | 5 | 0.06 |  | 1 | 0 | 1 | AG (LDR) | 0.3 | 5 | 1
| BP | 0.9 | 0.85 | 3.5294 | Acre | 1 | 0.9 | 0.85 | 17.6471 | 0.0029412 | 3.5294 | BP | 0.9 |  | 17.65 | 18 | 1 | 18 | 0.85 | 54 | 270 | 1363.6364 | 1363.6364
| CMU | 0.9 | 0.85 | 3.5294 | Acre | 1 | 0.9 | 0.85 | 17.6471 | 0.0029412 | 3.5294 | CMU | 0.9 |  | 17.65 | 12 | 1 | 12 | 0.85 | 36 | 180 | 909.0909 | 909.0909
| GC | 0.9 | 0.85 | 3.5294 | Acre | 1 | 0.9 | 0.85 | 17.6471 | 0.0029412 | 3.5294 | GC | 0.9 |  | 17.65
| NC | 0.9 | 0.85 | 3.5294 | Acre | 1 | 0.9 | 0.85 | 17.6471 | 0.0029412 | 3.5294 | NC | 0.9 |  | 17.65
| HI | 0.7 | 0.85 | 2.7451 | Acre | 1 | 0.7 | 0.85 | 13.7255 | 0.0045098 | 2.7451 | HI | 0.7 |  | 13.73
| LI | 0.7 | 0.85 | 2.7451 | Acre | 1 | 0.7 | 0.85 | 13.7255 | 0.0045098 | 2.7451 | LI | 0.7 |  | 13.73
| BIP | 0.7 | 0.85 | 2.7451 | Acre | 1 | 0.7 | 0.85 | 13.7255 | 0.0045098 | 2.7451 | BIP | 0.7 |  | 13.73
| UR | 0.3 |  | 1 | Dwelling Unit | 5 | 0.06 |  | 1 | 0 | 1 | UR | 0.3 | 5 | 1
| UR-VLDR | 0.3 |  | 1 | Dwelling Unit | 2 | 0.15 |  | 2.5 | 0 | 1 | UR-VLDR | 0.3 | 2 | 2.5
| UR-LDR | 0.3 |  | 1 | Dwelling Unit | 5 | 0.06 |  | 1 | 0 | 1 | UR-LDR | 0.3 | 5 | 1
| UR-MDR | 0.5 |  | 1.6667 | Dwelling Unit | 9 | 0.055556 |  | 0.92593 | 0.0040741 | 1.6667 | UR-MDR | 0.5 | 9 | 0.93
| UR-P | 0.1 |  | 0 | Acre | 1 | 0.1 |  | 0 | 0 |  | UR-P | 0.1 |  | 0
| UR-PQP | 0.1 |  | 0.33333 | Acre | 1 | 0.1 |  | 1.6667 | -0.66667 |  | UR-PQP | 0.1 |  | 1
| UR-AG (LDR) | 0.3 |  | 1 | Dwelling Unit | 5 | 0.06 |  | 1 | 0 | 1 | UR-AG (LDR) | 0.3 | 5 | 1
| UR-BIP | 0.7 | 0.85 | 2.7451 | Acre | 1 | 0.7 | 0.85 | 13.7255 | 0.0045098 | 2.7451 | UR-BIP | 0.7 |  | 13.73
| UR-CMU | 0.9 | 0.85 | 3.5294 | Acre | 1 | 0.9 | 0.85 | 17.6471 | 0.0029412 | 3.5294 | UR-CMU | 0.9 |  | 17.65
| UR-GC | 0.9 | 0.85 | 3.5294 | Acre | 1 | 0.9 | 0.85 | 17.6471 | 0.0029412 | 3.5294 | UR-GC | 0.9 |  | 17.65
| UR-LI | 0.7 | 0.85 | 2.7451 | Acre | 1 | 0.7 | 0.85 | 13.7255 | 0.0045098 | 2.7451 | UR-LI | 0.7 |  | 13.73
[20 empty] | 99 | 495 | 2500 | 2500
Source: City of Manteca. | [17 empty] | Total Cost |  | 2500 | 2500
[18 empty] | Fee Per EDU |  | 25.2525 | 5.0505

## 4. Proj Allocations To Zones
Table 4 | [13 empty] | Internal
City of Manteca | Table ___ | [12 empty] | Working Draft - v9
Storm Drainage Collection Fee | [13 empty] | 2013-01-15
Project Cost Summary
Expected Development (EDUs)
[6 empty] | Zone | Zone | Zone | Zone | Zone | Zone | Zone | Zone
| Project Number | Project Name |  |  |  | 30 | 31 | 32 | 33 | 34 | 35 | 36 | 39 | Totals | Souce / Notes
|  | Total Development EDUs Developed in Each Zone |  |  |  | 13271.5071 | 3089.2518 | 5081.0975 | 2349.2892 | 2344.5503 | 3991.8458 | 17501.131 | 7698.2074 | 55326.8801 | Table 5
| FCOC 1 | French Camp Road Crossing |  |  |  | 13271.5071 | 3089.2518 | 5081.0975 | 2349.2892 | 2344.5503 | 3991.8458 | 17501.131 |  | 47628.6727
| FCOC 2 | Roth Road Crossing |  |  |  |  | 3089.2518 | 5081.0975 | 2349.2892 | 2344.5503 | 3991.8458 | 17501.131 |  | 34357.1656
| FCOC 3 | Union Pacific Railroad Crossing |  |  |  | 33: 2349.2892; 34: 2344.5503; 35: 3991.8458; 36: 17501.131 | 26186.8164
| FCOC 4 | Farm Road Crossing (4'x8' Box Culvert) |  |  |  | 35: 3991.8458; 36: 17501.131 | 21492.9768
| Drain 3A | Connect DR3A to Lat Rga (48" & 2,000') |  |  |  | 31: 3089.2518 | 3089.2518
| Drain 3 | Monterey Place Improvement |  |  |  | 32: 5081.0975 | 5081.0975
| Drain 5 | Interceptor, Upstream of Golf Course |  |  |  | 34: 2344.5503 | 2344.5503
| South PS | South Drain Pump Station |  |  |  | 36: 17501.131 | 17501.131
| Austin PS | Austin Road Pump Station (to Lat Y) |  |  |  | 36: 17501.131 | 17501.131
| Force Main | 48" Force Main (1,400') |  |  |  | 36: 17501.131 | 17501.131
| 66" RCP1 | Bella Vista to South Pump Station |  |  |  | 36: 17501.131 | 17501.131
| Lat Ya | Dual-Use Drain at Woodward (60" RCP) |  |  |  | 36: 17501.131 | 17501.131
| 66" RCP2 | Woodward - Union to Main St |  |  |  | 36: 17501.131 | 17501.131
| 42" RCP | Lat Tbb to Austin Rd End |  |  |  | 36: 17501.131 | 17501.131
| Jux Box | Two Junction Boxes at Woodward-Ya |  |  |  | 36: 17501.131 | 17501.131
| Lat X | Connect Woodward to Lateral X |  |  |  | 36: 17501.131 | 17501.131
Trails of Manteca
|  | South Pump Station |  |  |  | 39: 7698.2074 | 7698.2074
Percentage Allocation of Manteca Cost Share to Drainage Zones
[6 empty] | Zone | Zone | Zone | Zone | Zone | Zone | Zone | Zone
| Project Number | Project Name |  |  |  | 30 | 31 | 32 | 33 | 34 | 35 | 36 | 39 | Totals
| FCOC 1 | French Camp Road Crossing |  |  |  | 27.86% | 6.486% | 10.67% | 4.933% | 4.923% | 8.381% | 36.74% |  | 100%
| FCOC 2 | Roth Road Crossing |  |  |  | 0 | 8.992% | 14.79% | 6.838% | 6.824% | 11.62% | 50.94% |  | 100%
| FCOC 3 | Union Pacific Railroad Crossing |  |  |  | 0 | 0 | 0 | 8.971% | 8.953% | 15.24% | 66.83% |  | 100%
| FCOC 4 | Farm Road Crossing (4'x8' Box Culvert) |  |  |  | 0 | 0 | 0 | 0 | 0 | 18.57% | 81.43% |  | 100%
| Drain 3A | Connect DR3A to Lat Rga (48" & 2,000') |  |  |  | 0 | 100% | 0 | 0 | 0 | 0 | 0 |  | 100%
| Drain 3 | Monterey Place Improvement |  |  |  | 0 | 0 | 100% | 0 | 0 | 0 | 0 |  | 100%
| Drain 5 | Interceptor, Upstream of Golf Course |  |  |  | 0 | 0 | 0 | 0 | 100% | 0 | 0 |  | 100%
| South PS | South Drain Pump Station |  |  |  | 0 | 0 | 0 | 0 | 0 | 0 | 100% |  | 100%
| Austin PS | Austin Road Pump Station (to Lat Y) |  |  |  | 0 | 0 | 0 | 0 | 0 | 0 | 100% |  | 100%
| Force Main | 48" Force Main (1,400') |  |  |  | 0 | 0 | 0 | 0 | 0 | 0 | 100% |  | 100%
| 66" RCP1 | Bella Vista to South Pump Station |  |  |  | 0 | 0 | 0 | 0 | 0 | 0 | 100% |  | 100%
| Lat Ya | Dual-Use Drain at Woodward (60" RCP) |  |  |  | 0 | 0 | 0 | 0 | 0 | 0 | 100% |  | 100%
| 66" RCP2 | Woodward - Union to Main St |  |  |  | 0 | 0 | 0 | 0 | 0 | 0 | 100% |  | 100%
| 42" RCP | Lat Tbb to Austin Rd End |  |  |  | 0 | 0 | 0 | 0 | 0 | 0 | 100% |  | 100%
| Jux Box | Two Junction Boxes at Woodward-Ya |  |  |  | 0 | 0 | 0 | 0 | 0 | 0 | 100% |  | 100%
| Lat X | Connect Woodward to Lateral X |  |  |  | 0 | 0 | 0 | 0 | 0 | 0 | 100% |  | 100%
Trails of Manteca
|  | South Pump Station |  |  |  | 0 | 0 | 0 | 0 | 0 | 0 | 0 | 100% | 100%
Cost Allocation of Manteca Cost Share to Drainage Zones
City Of
|  |  | Project Cost | SSJID Share | Manteca PFF | Zone | Zone | Zone | Zone | Zone | Zone | Zone | Zone
| Project Number | Project Name |  |  | Cost | 30 | 31 | 32 | 33 | 34 | 35 | 36 | 39 | Totals
Crossings
| FCOC 1 | French Camp Road Crossing | 1500000 | 750000 | 750000 | 208983.9956 | 48645.883 | 80011.1129 | 36993.8277 | 36919.2052 | 62858.8657 | 275587.1099 |  | 750000 | Future Improve
| FCOC 2 | Roth Road Crossing | 1000000 | 500000 | 500000 |  | 44957.8964 | 73945.2366 | 34189.2175 | 34120.2524 | 58093.3514 | 254694.0457 |  | 500000 | Future Improve
| FCOC 3 | Union Pacific Railroad Crossing | 850000 | 425000 | 425000 | 33: 38127.8848; 34: 38050.9748; 35: 64785.8235; 36: 284035.317 | 425000 | Future Improve
| FCOC 4 | Farm Road Crossing (4'x8' Box Culvert) | 450000 | 225000 | 225000 | 35: 41788.7811; 36: 183211.2189 | 225000 | Future Improve
| Drain 3A | Connect DR3A to Lat Rga (48" & 2,000') | 600000 | 300000 | 300000 | 31: 300000 | 300000 | Future Improve
| Drain 3 | Monterey Place Improvement | 400000 | 0 | 400000 | 32: 400000 | 400000 | Future Improve
| Drain 5 | Interceptor, Upstream of Golf Course | 700000 | 0 | 700000 | 34: 700000 | 700000 | Future Improve
|  |  | 5500000 | 2200000 | 3300000 | 208983.9956 | 393603.7794 | 553956.3494 | 109310.93 | 809090.4324 | 227526.8217 | 997527.6914 | 0 | 3300000
Pump Stations - South Levee
| South PS | South Drain Pump Station | 1250000 | 0 | 1250000 | 36: 1250000 | 1250000 | South & Levee
| Austin PS | Austin Road Pump Station (to Lat Y) | 500000 | 0 | 500000 | 36: 500000 | 500000 | South & Levee
|  | Total Pump Stations | 1750000 | 0 | 1750000 | 0 | 0 | 0 | 0 | 0 | 0 | 1750000 | 0 | 1750000
New Pipes - South & Levee
| Force Main | 48" Force Main (1,400') | 408000 | 0 | 408000 | 36: 408000 | 408000 | Future Improve
| 66" RCP1 | Bella Vista to South Pump Station | 724500 | 0 | 724500 | 36: 724500 | 724500 | Future Improve
| Lat Ya | Dual-Use Drain at Woodward (60" RCP) | 0 | 0 | 0 | 36: 0 | 0 | Future Improve
| 66" RCP2 | Woodward - Union to Main St | 1459773.6746 | 0 | 1459773.6746 | 36: 1459773.6746 | 1459773.6746 | Future Improve
| 42" RCP | Lat Tbb to Austin Rd End | 1160000 | 0 | 1160000 | 36: 1160000 | 1160000 | Future Improve
| Jux Box | Two Junction Boxes at Woodward-Ya | 150000 | 0 | 150000 | 36: 150000 | 150000 | Future Improve
| Lat X | Connect Woodward to Lateral X | 825000 | 412500 | 412500 | 36: 412500 | 412500 | Future Improve
|  | Total New Pipes | 4727273.6746 | 412500 | 4314773.6746 | 0 | 0 | 0 | 0 | 0 | 0 | 4314773.6746 | 0 | 4314773.6746
Monitoring Wells
| Monitor | 20 Monitoring Wells (Zone 35 does not tie) | 800000 | 0 | 800000 | 80000 | 80000 | 120000 | 80000 | 80000 | 160000 | 160000 | 40000 | 800000 | Levee & Monitor
| Sub-Total |  | 12777273.6746 | 2612500 | 10164773.6746 | 288983.9956 | 473603.7794 | 673956.3494 | 189310.93 | 889090.4324 | 387526.8217 | 7222301.3661 | 40000 | 10164773.6746
Trails of Manteca
|  | South Pump Station | 1500000 | 0 | 1500000 | 39: 1500000 | 1500000 | Trails
| Sub-Total |  | 1500000 | 0 | 1500000 | 0 | 0 | 0 | 0 | 0 | 0 | 0 | 1500000 | 1500000
North Drainage System
| Phase I | Lateral Rga C to D | 1012300 | 0 | 1012300 | 31: 1012300 | 1012300 | North
| Sub-Total |  | 1012300 | 0 | 1012300 | 0 | 1012300 | 0 | 0 | 0 | 0 | 0 | 0 | 1012300
|  | Total | 15289573.6746 | 2612500 | 12677073.6746 | 288983.9956 | 1485903.7794 | 673956.3494 | 189310.93 | 889090.4324 | 387526.8217 | 7222301.3661 | 1540000 | 12677073.6746
Notes:
(1) For the monitoring wells zone 35 includes costs for zone 37 + 38

## 5. Vacant Land + Dev Summary
Table 5 | [18 empty] | Internal | [20 empty] | Internal | [21 empty] | Internal | [9 empty] | Internal
City of Manteca | [18 empty] | Working Draft - v9 | [20 empty] | Working Draft - v9 | [21 empty] | Working Draft - v9 | [9 empty] | Working Draft - v9
PFF Storm Drainage Collection Fee | [18 empty] | 2013-01-15 | [20 empty] | 2013-01-15 | [21 empty] | 2013-01-15 | [9 empty] | 2013-01-15
Development Summary
|  | Zone | Zone | Zone | Zone | Zone | Zone | Zone | Zone | Zone | Zone | Zone | Zone | Zone | Zone | Zone | Zone | Zone | Zone | Zone | Zone | Zone | Zone | Zone | Zone | Zone | Zone | Zone | Zone | Zone | Zone |  | Zone | Zone | Zone | Zone | Zone | Zone | Zone | Zone | Zone | Zone |  |  | Zone | Zone | Zone | Zone | Zone | Zone | Zone | Zone | Zone | Zone | Zone | Zone | Zone | Zone | Zone | Zone | Zone | Zone | Zone | Zone | Zone | Zone | Zone | Zone | Zone | Zone | Zone | Zone | Zone | Zone
|  | 30 | 31 | 32 | 33 | 34 | 35 | 36 | 37 | 38 | 39 | 30 | 31 | 32 | 33 | 34 | 35 | 36 | 37 | 38 | 39 | 30 | 31 | 32 | 33 | 34 | 35 | 36 | 37 | 38 | 39 |  | 30 | 31 | 32 | 33 | 34 | 35 | 36 | 37 | 38 | 39 |  |  | 30 | 31 | 32 | 33 | 34 | 35 | 36 | 37 | 38 | 39 | 30 | 31 | 32 | 33 | 34 | 35 | 36 | 37 | 38 | 39 | 30 | 31 | 32 | 33 | 34 | 35 | 36 | 37 | 38 | 39
| Land Use | 30: Vacant Land Summary - Acres | Percent of Vacant Land Assumed to Develop | [9 empty] | Vacant Land Assumed to Develop (Acres) | [9 empty] | C | Land Developed (Acres) x C | [9 empty] | Units | Units Per Acre | Units Developed | [9 empty] | EDU Factor - Per Unit | [9 empty] | Total EDUs
| AG (LDR) | 3273.2749 | 111.6225 | 0 | 0 | 0 | 0 | 116.4719 |  |  | 191.431 | 42.5% | 42.5% | 0 | 0 | 0 | 0 | 42.5% |  |  | 42.5% | 1391.1418 | 47.4396 | 0 | 0 | 0 | 0 | 49.5006 |  |  | 81.3582 | 0.3 | 417.3425 | 14.2319 | 0 | 0 | 0 | 0 | 14.8502 |  |  | 24.4075 | Dwelling Unit | 5 | 6955.7092 | 237.1978 | 0 | 0 | 0 | 0 | 247.5028 |  |  | 406.7909 | 1 | 1 | 1 | 1 | 1 | 1 | 1 |  |  | 1 | 6955.7092 | 237.1978 | 0 | 0 | 0 | 0 | 247.5028 |  |  | 406.7909
| BIP | 0 | 0 | 0 | 0 | 0 | 0 | 0 |  |  | 179.9842 | 0 | 0 | 0 | 0 | 0 | 0 | 0 |  |  | 85% | 0 | 0 | 0 | 0 | 0 | 0 | 0 |  |  | 152.9866 | 0.7 | 0 | 0 | 0 | 0 | 0 | 0 | 0 |  |  | 107.0906 | Acre | 1 | 0 | 0 | 0 | 0 | 0 | 0 | 0 |  |  | 152.9866 | 11.6667 | 11.6667 | 11.6667 | 11.6667 | 11.6667 | 11.6667 | 11.6667 |  |  | 11.6667 | 0 | 0 | 0 | 0 | 0 | 0 | 0 |  |  | 1784.8433
| BP | 0 | 0 | 0 | 0 | 1 | 0 | 0 |  |  | 0 | 0 | 0 | 0 | 0 | 85% | 0 | 0 |  |  | 0 | 0 | 0 | 0 | 0 | 0.85 | 0 | 0 |  |  | 0 | 0.9 | 0 | 0 | 0 | 0 | 0.765 | 0 | 0 |  |  | 0 | Acre | 1 | 0 | 0 | 0 | 0 | 0.85 | 0 | 0 |  |  | 0 | 15 | 15 | 15 | 15 | 15 | 15 | 15 |  |  | 15 | 0 | 0 | 0 | 0 | 12.75 | 0 | 0 |  |  | 0
| CMU | 0 | 18.215 | 53.0504 | 0.8318 | 33.6992 | 53.3856 | 46.8478 |  |  | 23.4056 | 0 | 85% | 85% | 85% | 85% | 85% | 85% |  |  | 85% | 0 | 15.4827 | 45.0928 | 0.70703 | 28.6443 | 45.3778 | 39.8206 |  |  | 19.8948 | 0.9 | 0 | 13.9345 | 40.5836 | 0.63633 | 25.7799 | 40.84 | 35.8386 |  |  | 17.9053 | Acre | 1 | 0 | 15.4827 | 45.0928 | 0.70703 | 28.6443 | 45.3778 | 39.8206 |  |  | 19.8948 | 15 | 15 | 15 | 15 | 15 | 15 | 15 |  |  | 15 | 0 | 232.2413 | 676.3926 | 10.6055 | 429.6648 | 680.6664 | 597.3095 |  |  | 298.4214
| GC | 0 | 17.0225 | 23.0594 | 0.8944 | 17.532 | 38.6431 | 90.7133 |  |  | 103.6925 | 0 | 85% | 85% | 85% | 85% | 85% | 85% |  |  | 85% | 0 | 14.4691 | 19.6005 | 0.76024 | 14.9022 | 32.8466 | 77.1063 |  |  | 88.1386 | 0.9 | 0 | 13.0222 | 17.6404 | 0.68422 | 13.412 | 29.562 | 69.3957 |  |  | 79.3248 | Acre | 1 | 0 | 14.4691 | 19.6005 | 0.76024 | 14.9022 | 32.8466 | 77.1063 |  |  | 88.1386 | 15 | 15 | 15 | 15 | 15 | 15 | 15 |  |  | 15 | 0 | 217.0369 | 294.0074 | 11.4036 | 223.533 | 492.6995 | 1156.5946 |  |  | 1322.0794
| HDR | 0 | 0 | 39.8271 | 0 | 20.7362 | 0 | 45.8414 |  |  | 20.8516 | 0 | 0 | 85% | 0 | 85% | 0 | 85% |  |  | 85% | 0 | 0 | 33.853 | 0 | 17.6258 | 0 | 38.9652 |  |  | 17.7239 | 0.65 | 0 | 0 | 22.0045 | 0 | 11.4568 | 0 | 25.3274 |  |  | 11.5205 | Dwelling Unit | 17 | 0 | 0 | 575.5016 | 0 | 299.6381 | 0 | 662.4082 |  |  | 301.3056 | 0.63725 | 0.63725 | 0.63725 | 0.63725 | 0.63725 | 0.63725 | 0.63725 |  |  | 0.63725 | 0 | 0 | 366.7412 | 0 | 190.9458 | 0 | 422.1229 |  |  | 192.0085
| HI | 95.5266 | 0 | 0 | 72.6832 | 0 | 26.0655 | 290.7245 |  |  | 0 | 85% | 0 | 0 | 85% | 85% | 85% | 85% |  |  | 0 | 81.1976 | 0 | 0 | 61.7807 | 0 | 22.1557 | 247.1158 |  |  | 0 | 0.7 | 56.8383 | 0 | 0 | 43.2465 | 0 | 15.509 | 172.9811 |  |  | 0 | Acre | 1 | 81.1976 | 0 | 0 | 61.7807 | 0 | 22.1557 | 247.1158 |  |  | 0 | 11.6667 | 11.6667 | 11.6667 | 11.6667 | 11.6667 | 11.6667 | 11.6667 |  |  | 11.6667 | 947.3054 | 0 | 0 | 720.7751 | 0 | 258.4829 | 2883.018 |  |  | 0
| LDR | 443.2286 | 108.8655 | 426.0049 | 21.4997 | 184.0932 | 11.4371 | 1659.581 |  |  | 546.7343 | 85% | 85% | 85% | 85% | 85% | 85% | 85% |  |  | 85% | 376.7443 | 92.5357 | 362.1042 | 18.2747 | 156.4792 | 9.7215 | 1410.6439 |  |  | 464.7242 | 0.3 | 113.0233 | 27.7607 | 108.6312 | 5.4824 | 46.9438 | 2.9165 | 423.1932 |  |  | 139.4172 | Dwelling Unit | 5 | 1883.7215 | 462.6784 | 1810.5208 | 91.3737 | 782.3961 | 48.6077 | 7053.2193 |  |  | 2323.6208 | 1 | 1 | 1 | 1 | 1 | 1 | 1 |  |  | 1 | 1883.7215 | 462.6784 | 1810.5208 | 91.3737 | 782.3961 | 48.6077 | 7053.2193 |  |  | 2323.6208
| LI | 225.2609 | 0 | 137.9281 | 139.3999 | 4.5486 | 239.2996 | 3.9352 |  |  | 0 | 85% | 0 | 85% | 85% | 85% | 85% | 85% |  |  | 0 | 191.4718 | 0 | 117.2389 | 118.4899 | 3.8663 | 203.4047 | 3.3449 |  |  | 0 | 0.7 | 134.0302 | 0 | 82.0672 | 82.9429 | 2.7064 | 142.3833 | 2.3414 |  |  | 0 | Acre | 1 | 191.4718 | 0 | 117.2389 | 118.4899 | 3.8663 | 203.4047 | 3.3449 |  |  | 0 | 11.6667 | 11.6667 | 11.6667 | 11.6667 | 11.6667 | 11.6667 | 11.6667 |  |  | 11.6667 | 2233.8373 | 0 | 1367.787 | 1382.3823 | 45.107 | 2373.0544 | 39.0241 |  |  | 0
| MDR | 0 | 0 | 8.2923 | 16.441 | 51.2758 | 0 | 76.2849 |  |  | 66.4005 | 0 | 0 | 85% | 85% | 85% | 0 | 85% |  |  | 85% | 0 | 0 | 7.0485 | 13.9748 | 43.5844 | 0 | 64.8422 |  |  | 56.4404 | 0.5 | 0 | 0 | 3.5242 | 6.9874 | 21.7922 | 0 | 32.4211 |  |  | 28.2202 | Dwelling Unit | 9 | 0 | 0 | 63.4361 | 125.7736 | 392.2599 | 0 | 583.5795 |  |  | 507.9638 | 0.92593 | 0.92593 | 0.92593 | 0.92593 | 0.92593 | 0.92593 | 0.92593 |  |  | 0.92593 | 0 | 0 | 58.7371 | 116.4571 | 363.2036 | 0 | 540.3514 |  |  | 470.3369
| NC | 0 | 0 | 10.9038 | 1.2778 | 23.2902 | 10.8498 | 9.8404 |  |  | 0 | 0 | 0 | 85% | 85% | 85% | 85% | 85% |  |  | 0 | 0 | 0 | 9.2682 | 1.0861 | 19.7967 | 9.2223 | 8.3643 |  |  | 0 | 0.9 | 0 | 0 | 8.3414 | 0.97752 | 17.817 | 8.3001 | 7.5279 |  |  | 0 | Acre | 1 | 0 | 0 | 9.2682 | 1.0861 | 19.7967 | 9.2223 | 8.3643 |  |  | 0 | 15 | 15 | 15 | 15 | 15 | 15 | 15 |  |  | 15 | 0 | 0 | 139.0235 | 16.292 | 296.9501 | 138.335 | 125.4651 |  |  | 0
| OS | 0 | 14.8088 | 0.9926 | 0 | 0 | 0 | 0 |  |  | 428.9581 | 0 | 85% | 85% | 0 | 0 | 0 | 0 |  |  | 85% | 0 | 12.5875 | 0.84371 | 0 | 0 | 0 | 0 |  |  | 364.6144 | 0 | 0 | 0 | 0 | 0 | 0 | 0 | 0 |  |  | 0 | Acre | 1 | 0 | 12.5875 | 0.84371 | 0 | 0 | 0 | 0 |  |  | 364.6144 | 0 | 0 | 0 | 0 | 0 | 0 | 0 |  |  | 0 | 0 | 0 | 0 | 0 | 0 | 0 | 0 |  |  | 0
| P | 8.1957 | 5.885 | 26.4164 | 0 | 14.2135 | 0 | 40.0499 |  |  | 0 | 85% | 85% | 85% | 0 | 85% | 0 | 85% |  |  | 0 | 6.9663 | 5.0023 | 22.4539 | 0 | 12.0815 | 0 | 34.0424 |  |  | 0 | 0 | 0 | 0 | 0 | 0 | 0 | 0 | 0 |  |  | 0 | Acre | 1 | 6.9663 | 5.0023 | 22.4539 | 0 | 12.0815 | 0 | 34.0424 |  |  | 0 | 0 | 0 | 0 | 0 | 0 | 0 | 0 |  |  | 0 | 0 | 0 | 0 | 0 | 0 | 0 | 0 |  |  | 0
| PQP | 43.8205 | 112.5219 | 0 | 0 | 0.8327 | 51.5983 | 7.2438 |  |  | 0 | 85% | 85% | 0 | 0 | 85% | 85% | 85% |  |  | 0 | 37.2474 | 95.6436 | 0 | 0 | 0.70779 | 43.8586 | 6.1572 |  |  | 0 | 0 | 0 | 0 | 0 | 0 | 0 | 0 | 0 |  |  | 0 | Acre | 1 | 37.2474 | 95.6436 | 0 | 0 | 0.70779 | 43.8586 | 6.1572 |  |  | 0 | 0 | 0 | 0 | 0 | 0 | 0 | 0 |  |  | 0 | 0 | 0 | 0 | 0 | 0 | 0 | 0 |  |  | 0
| UR | 0 | 340.8542 | 237.681 | 0 | 0 | 0 | 1130.5842 |  |  | 0 | 0 | 20% | 20% | 0 | 0 | 0 | 20% |  |  | 0 | 0 | 68.1708 | 47.5362 | 0 | 0 | 0 | 226.1168 |  |  | 0 | 0.3 | 0 | 20.4513 | 14.2609 | 0 | 0 | 0 | 67.8351 |  |  | 0 | Dwelling Unit | 5 | 0 | 340.8542 | 237.681 | 0 | 0 | 0 | 1130.5842 |  |  | 0 | 1 | 1 | 1 | 1 | 1 | 1 | 1 |  |  | 1 | 0 | 340.8542 | 237.681 | 0 | 0 | 0 | 1130.5842 |  |  | 0
| UR-AG (LDR) | 851.6459 | 255.3398 | 47.5726 | 0 | 0 | 0 | 459.1943 |  |  | 0 | 20% | 20% | 20% | 0 | 0 | 0 | 20% |  |  | 0 | 170.3292 | 51.068 | 9.5145 | 0 | 0 | 0 | 91.8389 |  |  | 0 | 0.3 | 51.0988 | 15.3204 | 2.8544 | 0 | 0 | 0 | 27.5517 |  |  | 0 | Dwelling Unit | 5 | 851.6459 | 255.3398 | 47.5726 | 0 | 0 | 0 | 459.1943 |  |  | 0 | 1 | 1 | 1 | 1 | 1 | 1 | 1 |  |  | 1 | 851.6459 | 255.3398 | 47.5726 | 0 | 0 | 0 | 459.1943 |  |  | 0
| UR-BIP | 0 | 0 | 0 | 0 | 0 | 0 | 338.6966 |  |  | 70.0025 | 0 | 0 | 0 | 0 | 0 | 0 | 20% |  |  | 20% | 0 | 0 | 0 | 0 | 0 | 0 | 67.7393 |  |  | 14.0005 | 0.7 | 0 | 0 | 0 | 0 | 0 | 0 | 47.4175 |  |  | 9.8003 | Acre | 1 | 0 | 0 | 0 | 0 | 0 | 0 | 67.7393 |  |  | 14.0005 | 11.6667 | 11.6667 | 11.6667 | 11.6667 | 11.6667 | 11.6667 | 11.6667 |  |  | 11.6667 | 0 | 0 | 0 | 0 | 0 | 0 | 790.2921 |  |  | 163.3392
| UR-CMU | 0 | 43.0576 | 0 | 0 | 0 | 0 | 273.2753 |  |  | 98.8098 | 0 | 20% | 0 | 0 | 0 | 0 | 20% |  |  | 20% | 0 | 8.6115 | 0 | 0 | 0 | 0 | 54.6551 |  |  | 19.762 | 0.9 | 0 | 7.7504 | 0 | 0 | 0 | 0 | 49.1895 |  |  | 17.7858 | Acre | 1 | 0 | 8.6115 | 0 | 0 | 0 | 0 | 54.6551 |  |  | 19.762 | 15 | 15 | 15 | 15 | 15 | 15 | 15 |  |  | 15 | 0 | 129.1728 | 0 | 0 | 0 | 0 | 819.8258 |  |  | 296.4294
| UR-GC | 0 | 40.4346 | 0 | 0 | 0 | 0 | 0 |  |  | 0 | 0 | 20% | 0 | 0 | 0 | 0 | 0 |  |  | 0 | 0 | 8.0869 | 0 | 0 | 0 | 0 | 0 |  |  | 0 | 0.9 | 0 | 7.2782 | 0 | 0 | 0 | 0 | 0 |  |  | 0 | Acre | 1 | 0 | 8.0869 | 0 | 0 | 0 | 0 | 0 |  |  | 0 | 15 | 15 | 15 | 15 | 15 | 15 | 15 |  |  | 15 | 0 | 121.3038 | 0 | 0 | 0 | 0 | 0 |  |  | 0
| UR-LDR | 0 | 675.6646 | 78.7132 | 0 | 0 | 0 | 481.4582 |  |  | 145.5188 | 0 | 20% | 20% | 0 | 0 | 0 | 20% |  |  | 20% | 0 | 135.1329 | 15.7426 | 0 | 0 | 0 | 96.2916 |  |  | 29.1038 | 0.3 | 0 | 40.5399 | 4.7228 | 0 | 0 | 0 | 28.8875 |  |  | 8.7311 | Dwelling Unit | 5 | 0 | 675.6646 | 78.7132 | 0 | 0 | 0 | 481.4582 |  |  | 145.5188 | 1 | 1 | 1 | 1 | 1 | 1 | 1 |  |  | 1 | 0 | 675.6646 | 78.7132 | 0 | 0 | 0 | 481.4582 |  |  | 145.5188
| UR-LI | 114.449 | 0 | 0 | 0 | 0 | 0 | 0 |  |  | 0 | 20% | 0 | 0 | 0 | 0 | 0 | 0 |  |  | 0 | 22.8898 | 0 | 0 | 0 | 0 | 0 | 0 |  |  | 0 | 0.7 | 16.0229 | 0 | 0 | 0 | 0 | 0 | 0 |  |  | 0 | Acre | 1 | 22.8898 | 0 | 0 | 0 | 0 | 0 | 0 |  |  | 0 | 11.6667 | 11.6667 | 11.6667 | 11.6667 | 11.6667 | 11.6667 | 11.6667 |  |  | 11.6667 | 267.0477 | 0 | 0 | 0 | 0 | 0 | 0 |  |  | 0
| UR-MDR | 0 | 19.7361 | 0 | 0 | 0 | 0 | 0 |  |  | 0 | 0 | 20% | 0 | 0 | 0 | 0 | 0 |  |  | 0 | 0 | 3.9472 | 0 | 0 | 0 | 0 | 0 |  |  | 0 | 0.5 | 0 | 1.9736 | 0 | 0 | 0 | 0 | 0 |  |  | 0 | Dwelling Unit | 9 | 0 | 35.525 | 0 | 0 | 0 | 0 | 0 |  |  | 0 | 0.92593 | 0.92593 | 0.92593 | 0.92593 | 0.92593 | 0.92593 | 0.92593 |  |  | 0.92593 | 0 | 32.8935 | 0 | 0 | 0 | 0 | 0 |  |  | 0
| UR-P | 0 | 33.5416 | 4.0133 | 0 | 0 | 0 | 29.9605 |  |  | 0 | 0 | 20% | 20% | 0 | 0 | 0 | 20% |  |  | 0 | 0 | 6.7083 | 0.80266 | 0 | 0 | 0 | 5.9921 |  |  | 0 | 0 | 0 | 0 | 0 | 0 | 0 | 0 | 0 |  |  | 0 | Acre | 1 | 0 | 6.7083 | 0.80266 | 0 | 0 | 0 | 5.9921 |  |  | 0 | 0 | 0 | 0 | 0 | 0 | 0 | 0 |  |  | 0 | 0 | 0 | 0 | 0 | 0 | 0 | 0 |  |  | 0
| UR-PQP | 0 | 11.6528 | 0 | 0 | 0 | 0 | 0 |  |  | 0 | 0 | 20% | 0 | 0 | 0 | 0 | 0 |  |  | 0 | 0 | 2.3306 | 0 | 0 | 0 | 0 | 0 |  |  | 0 | 0 | 0 | 0 | 0 | 0 | 0 | 0 | 0 |  |  | 0 | Acre | 1 | 0 | 2.3306 | 0 | 0 | 0 | 0 | 0 |  |  | 0 | 0 | 0 | 0 | 0 | 0 | 0 | 0 |  |  | 0 | 0 | 0 | 0 | 0 | 0 | 0 | 0 |  |  | 0
| UR-VLDR | 0 | 352.5919 | 0 | 0 | 0 | 0 | 99.2228 |  |  | 294.8189 | 0 | 20% | 0 | 0 | 0 | 0 | 20% |  |  | 20% | 0 | 70.5184 | 0 | 0 | 0 | 0 | 19.8446 |  |  | 58.9638 | 0.3 | 0 | 21.1555 | 0 | 0 | 0 | 0 | 5.9534 |  |  | 17.6891 | Dwelling Unit | 2 | 0 | 141.0368 | 0 | 0 | 0 | 0 | 39.6891 |  |  | 117.9276 | 2.5 | 2.5 | 2.5 | 2.5 | 2.5 | 2.5 | 2.5 |  |  | 2.5 | 0 | 352.5919 | 0 | 0 | 0 | 0 | 99.2228 |  |  | 294.8189
| VLDR | 105.7921 | 25.8215 | 3.1369 | 0 | 0 | 0 | 524.757 |  |  | 0 | 25% | 25% | 25% | 0 | 0 | 0 | 25% |  |  | 0 | 26.448 | 6.4554 | 0.78422 | 0 | 0 | 0 | 131.1892 |  |  | 0 | 0.3 | 7.9344 | 1.9366 | 0.23527 | 0 | 0 | 0 | 39.3568 |  |  | 0 | Dwelling Unit | 2 | 52.8961 | 12.9108 | 1.5684 | 0 | 0 | 0 | 262.3785 |  |  | 0 | 2.5 | 2.5 | 2.5 | 2.5 | 2.5 | 2.5 | 2.5 |  |  | 2.5 | 132.2401 | 32.2769 | 3.9211 | 0 | 0 | 0 | 655.9462 |  |  | 0
| Total | 5161.1942 | 2187.6359 | 1097.592 | 253.0278 | 351.2214 | 431.279 | 5724.683 | 0 | 0 | 2170.6078 | [10 empty] | 2304.4363 | 644.1905 | 691.884 | 215.0736 | 298.5382 | 366.5872 | 2673.571 | 0 | 0 | 1367.711 |  | 796.2904 | 185.3551 | 304.8658 | 140.9574 | 140.673 | 239.5107 | 1050.0679 | 0 | 0 | 461.8924 | [22 empty] | 13271.5071 | 3089.2518 | 5081.0975 | 2349.2892 | 2344.5503 | 3991.8458 | 17501.131 | 0 | 0 | 7698.2074
[33 empty] | 23.99% | 5.584% | 9.184% | 4.246% | 4.238% | 7.215% | 31.63% | 0% | 0% | 13.91% | [22 empty] | 23.99% | 5.584% | 9.184% | 4.246% | 4.238% | 7.215% | 31.63% | 0% | 0% | 13.91%
[65 empty] | 23.99% | 5.584% | 9.184% | 4.246% | 4.238% | 7.215% | 31.63% | 0% | 0% | 13.91%
[22 empty] | 8561.9917 | [10 empty] | 3319.6128 | [31 empty] | 0% | 0% | 0% | 0% | 0% | 0% | 0% | 0% | 0% | 0%
(1) Total EDUs (Residential = EDU Factor x Units Developed)

## Vacant Land Summary
Table XX
City of Manteca
Vacant Land Summary - Acres
| Land Use | Vacant Land - Acres
| AG (LDR) | 3692.8003
| BIP | 179.9842
| BP | 1
| CMU | 229.4354
| GC | 291.5572
| HDR | 127.2563
| HI | 484.9998
| LDR | 3401.4443
| LI | 750.3723
| MDR | 218.6945
| NC | 56.162
| OS | 444.7595
| P | 94.7605
| PQP | 216.0172
| UR | 1709.1194
| UR-AG (LDR) | 1613.7526
| UR-BIP | 408.6991
| UR-CMU | 415.1427
| UR-GC | 40.4346
| UR-LDR | 1381.3548
| UR-LI | 114.449
| UR-MDR | 19.7361
| UR-P | 67.5154
| UR-PQP | 11.6528
| UR-VLDR | 746.6336
| VLDR | 659.5075
| Total | 17377.2411

## 5M
Table 5M |  |  | PFF Storm Drainage Collection Fee |  |  |  |  | Development Summary |  | Internal
|  |  | Zone | Zone | Zone | Zone | Zone | Zone | Zone | Zone | Zone
|  |  | 30 | 31 | 31 + 32 | 32 | 33 | 34 | 35 | 36 | 39
| Land Use |  | Vacant Land Summary - Acres
| AG (LDR) |  | 3273.2749 | 111.6225 | 111.6225 | 0 | 0 | 0 | 0 | 116.4719 | 191.431
| BIP |  | 0 | 0 | 0 | 0 | 0 | 0 | 0 | 0 | 179.9842
| BP |  | 0 | 0 | 0 | 0 | 0 | 1 | 0 | 0 | 0
| CMU |  | 0 | 18.215 | 71.2654 | 53.0504 | 0.8318 | 33.6992 | 53.3856 | 46.8478 | 23.4056
| GC |  | 0 | 17.0225 | 40.0819 | 23.0594 | 0.8944 | 17.532 | 38.6431 | 90.7133 | 103.6925
| HDR |  | 0 | 0 | 39.8271 | 39.8271 | 0 | 20.7362 | 0 | 45.8414 | 20.8516
| HI |  | 95.5266 | 0 | 0 | 0 | 72.6832 | 0 | 26.0655 | 290.7245 | 0
| LDR |  | 443.2286 | 108.8655 | 534.8704 | 426.0049 | 21.4997 | 184.0932 | 11.4371 | 1659.581 | 546.7343
| LI |  | 225.2609 | 0 | 137.9281 | 137.9281 | 139.3999 | 4.5486 | 239.2996 | 3.9352 | 0
| MDR |  | 0 | 0 | 8.2923 | 8.2923 | 16.441 | 51.2758 | 0 | 76.2849 | 66.4005
| NC |  | 0 | 0 | 10.9038 | 10.9038 | 1.2778 | 23.2902 | 10.8498 | 9.8404 | 0
| OS |  | 0 | 14.8088 | 15.8014 | 0.9926 | 0 | 0 | 0 | 0 | 428.9581
| P |  | 8.1957 | 5.885 | 32.3014 | 26.4164 | 0 | 14.2135 | 0 | 40.0499 | 0
| PQP |  | 43.8205 | 112.5219 | 112.5219 | 0 | 0 | 0.8327 | 51.5983 | 7.2438 | 0
| UR |  | 0 | 340.8542 | 578.5352 | 237.681 | 0 | 0 | 0 | 1130.5842 | 0
| UR-AG (LDR) |  | 851.6459 | 255.3398 | 302.9124 | 47.5726 | 0 | 0 | 0 | 459.1943 | 0
| UR-BIP |  | 0 | 0 | 0 | 0 | 0 | 0 | 0 | 338.6966 | 70.0025
| UR-CMU |  | 0 | 43.0576 | 43.0576 | 0 | 0 | 0 | 0 | 273.2753 | 98.8098
| UR-GC |  | 0 | 40.4346 | 40.4346 | 0 | 0 | 0 | 0 | 0 | 0
| UR-LDR |  | 0 | 675.6646 | 754.3778 | 78.7132 | 0 | 0 | 0 | 481.4582 | 145.5188
| UR-LI |  | 114.449 | 0 | 0 | 0 | 0 | 0 | 0 | 0 | 0
| UR-MDR |  | 0 | 19.7361 | 19.7361 | 0 | 0 | 0 | 0 | 0 | 0
| UR-P |  | 0 | 33.5416 | 37.5549 | 4.0133 | 0 | 0 | 0 | 29.9605 | 0
| UR-PQP |  | 0 | 11.6528 | 11.6528 | 0 | 0 | 0 | 0 | 0 | 0
| UR-VLDR |  | 0 | 352.5919 | 352.5919 | 0 | 0 | 0 | 0 | 99.2228 | 294.8189
| VLDR |  | 105.7921 | 25.8215 | 28.9584 | 3.1369 | 0 | 0 | 0 | 524.757 | 0
| Total |  | 5161.1942 | 2187.6359 | 3285.2279 | 1097.592 | 253.0278 | 351.2214 | 431.279 | 5724.683 | 2170.6078
[14 empty] | Zone | Zone | Zone | Zone | Zone | Zone | Zone | Zone | Zone | Zone
|  |  | 17377.2411 | [10 empty] | 30 | 31 | 32 | 33 | 34 | 35 | 36 | 37 | 38 | 39
|  |  | Zone | Zone |  | Zone | Zone | Zone | Zone | Zone | Zone
|  |  | 30 | 31 |  | 32 | 33 | 34 | 35 | 36 | 39
| Land Use |  | Percent of Vacant Land Assumed to Develop | [10 empty] | 30 | 31 | 32 | 33 | 34 | 35 | 36 | 37 | 38 | 39
| AG (LDR) |  | 10% | 10% |  | 0 | 0 | 0 | 0 | 10% | 10% | AG (LDR) | ok | 0.425 | 0.425 | 0 | 0 | 0 | 0 | 0.425 |  |  | 0.425
| BIP |  | 0 | 0 |  | 0 | 0 | 0 | 0 | 0 | 85% | BIP | ok | 0 | 0 | 0 | 0 | 0 | 0 | 0 |  |  | 0.85
| BP |  | 0 | 0 |  | 0 | 0 | 85% | 0 | 0 | 0 | BP | ok | 0 | 0 | 0 | 0 | 0.85 | 0 | 0 |  |  | 0
| CMU |  | 0 | 85% |  | 85% | 85% | 85% | 85% | 85% | 85% | CMU | ok | 0 | 0.85 | 0.85 | 0.85 | 0.85 | 0.85 | 0.85 |  |  | 0.85
| GC |  | 0 | 85% |  | 85% | 85% | 85% | 85% | 85% | 85% | GC | ok | 0 | 0.85 | 0.85 | 0.85 | 0.85 | 0.85 | 0.85 |  |  | 0.85
| HDR |  | 0 | 0 |  | 85% | 0 | 85% | 0 | 85% | 85% | HDR | ok | 0 | 0 | 0.85 | 0 | 0.85 | 0 | 0.85 |  |  | 0.85
| HI |  | 85% | 0 |  | 0 | 85% | 85% | 85% | 100% | 0 | HI | ok | 0.85 | 0 | 0 | 0.85 | 0.85 | 0.85 | 0.85 |  |  | 0
| LDR |  | 85% | 85% |  | 85% | 85% | 85% | 85% | 85% | 85% | LDR | ok | 0.85 | 0.85 | 0.85 | 0.85 | 0.85 | 0.85 | 0.85 |  |  | 0.85
| LI |  | 85% | 0 |  | 85% | 85% | 85% | 85% | 100% | 0 | LI | ok | 0.85 | 0 | 0.85 | 0.85 | 0.85 | 0.85 | 0.85 |  |  | 0
| MDR |  | 0 | 0 |  | 85% | 85% | 85% | 0 | 85% | 85% | MDR | ok | 0 | 0 | 0.85 | 0.85 | 0.85 | 0 | 0.85 |  |  | 0.85
| NC |  | 0 | 0 |  | 85% | 85% | 85% | 85% | 85% | 0 | NC | ok | 0 | 0 | 0.85 | 0.85 | 0.85 | 0.85 | 0.85 |  |  | 0
| OS |  | 0 | 85% |  | 85% | 0 | 0 | 0 | 0 | 85% | OS | ok | 0 | 0.85 | 0.85 | 0 | 0 | 0 | 0 |  |  | 0.85
| P |  | 85% | 85% |  | 85% | 0 | 85% | 0 | 85% | 0 | P | ok | 0.85 | 0.85 | 0.85 | 0 | 0.85 | 0 | 0.85 |  |  | 0
| PQP |  | 85% | 85% |  | 0 | 0 | 85% | 85% | 85% | 0 | PQP | ok | 0.85 | 0.85 | 0 | 0 | 0.85 | 0.85 | 0.85 |  |  | 0
| UR |  | 0 | 0% |  | 0% | 0% | 0% | 0% | 30% | 0% | UR | ok | 0 | 0.425 | 0.425 | 0 | 0 | 0 | 0.425 |  |  | 0
| UR-AG (LDR) |  | 10% | 20% |  | 0% | 0% | 0% | 0 | 20% | 0 | UR-AG (LDR) | ok | 0.425 | 0.425 | 0.425 | 0 | 0 | 0 | 0.425 |  |  | 0
| UR-BIP |  | 0 | 0 |  | 0% | 0% | 0% | 0 | 20% | 20% | UR-BIP | ok | 0 | 0 | 0 | 0 | 0 | 0 | 0.425 |  |  | 0.425
| UR-CMU |  | 0 | 30% |  | 0% | 0% | 0% | 0 | 30% | 20% | UR-CMU | ok | 0 | 0.425 | 0 | 0 | 0 | 0 | 0.425 |  |  | 0.425
| UR-GC |  | 0 | 30% |  | 0% | 0% | 0% | 0 | 30% | 0 | UR-GC | ok | 0 | 0.425 | 0 | 0 | 0 | 0 | 0 |  |  | 0
| UR-LDR |  | 0 | 30% |  | 0% | 0% | 0% | 0 | 30% | 20% | UR-LDR | ok | 0 | 0.425 | 0.425 | 0 | 0 | 0 | 0.425 |  |  | 0.425
| UR-LI |  | 10% | 0 |  | 0% | 0% | 0% | 0 | 0 | 0 | UR-LI | ok | 0.425 | 0 | 0 | 0 | 0 | 0 | 0 |  |  | 0
| UR-MDR |  | 0 | 30% |  | 0% | 0% | 0% | 0 | 30% | 0 | UR-MDR | ok | 0 | 0.425 | 0 | 0 | 0 | 0 | 0 |  |  | 0
| UR-P |  | 0 | 0% |  | 0% | 0% | 0% | 0 | 0% | 0 | UR-P | ok | 0 | 0.425 | 0.425 | 0 | 0 | 0 | 0.425 |  |  | 0
| UR-PQP |  | 0 | 0% |  | 0% | 0% | 0% | 0 | 0 | 0 | UR-PQP | ok | 0 | 0.425 | 0 | 0 | 0 | 0 | 0 |  |  | 0
| UR-VLDR |  | 0 | 0% |  | 0% | 0% | 0% | 0 | 0% | 0% | UR-VLDR | ok | 0 | 0.425 | 0 | 0 | 0 | 0 | 0.425 |  |  | 0.125
| VLDR |  | 10% | 0% |  | 0% | 0% | 0% | 0 | 0% | 0 | VLDR | ok | 0.25 | 0.25 | 0.25 | 0 | 0 | 0 | 0.25 |  |  | 0
|  |  | Zone 30 | Zone 31 | Zone 31 +32 | Zone 32 | Zone 33,34,35 | Zone 36 | Zone 39
Vacant Land Assumed to Develop (Acres)
| AG (LDR) |  | 327.3275 | 11.1623 | 11.1623 | 0 | 0 | 11.6472 | 19.1431
| BIP |  | 0 | 0 | 0 | 0 | 0 | 0 | 152.9866
| BP |  | 0 | 0 | 0 | 0 | 0.85 | 0 | 0
| CMU |  | 0 | 15.4827 | 60.5756 | 45.0928 | 74.7291 | 39.8206 | 19.8948
| GC |  | 0 | 14.4691 | 34.0696 | 19.6005 | 48.5091 | 77.1063 | 88.1386
| HDR |  | 0 | 0 | 33.853 | 33.853 | 17.6258 | 38.9652 | 17.7239
| HI |  | 81.1976 | 0 | 0 | 0 | 83.9364 | 290.7245 | 0
| LDR |  | 376.7443 | 92.5357 | 454.6398 | 362.1042 | 184.4755 | 1410.6439 | 464.7242
| LI |  | 191.4718 | 0 | 117.2389 | 117.2389 | 325.7609 | 3.9352 | 0
| MDR |  | 0 | 0 | 7.0485 | 7.0485 | 57.5593 | 64.8422 | 56.4404
| NC |  | 0 | 0 | 9.2682 | 9.2682 | 30.1051 | 8.3643 | 0
| OS |  | 0 | 12.5875 | 13.4312 | 0.84371 | 0 | 0 | 364.6144
| P |  | 6.9663 | 5.0023 | 27.4562 | 22.4539 | 12.0815 | 34.0424 | 0
| PQP |  | 37.2474 | 95.6436 | 95.6436 | 0 | 44.5663 | 6.1572 | 0
| UR |  | 0 | 0 | 0 | 0 | 0 | 339.1753 | 0
| UR-AG (LDR) |  | 85.1646 | 51.068 | 51.068 | 0 | 0 | 91.8389 | 0
| UR-BIP |  | 0 | 0 | 0 | 0 | 0 | 67.7393 | 14.0005
| UR-CMU |  | 0 | 12.9173 | 12.9173 | 0 | 0 | 81.9826 | 19.762
| UR-GC |  | 0 | 12.1304 | 12.1304 | 0 | 0 | 0 | 0
| UR-LDR |  | 0 | 202.6994 | 202.6994 | 0 | 0 | 144.4375 | 29.1038
| UR-LI |  | 11.4449 | 0 | 0 | 0 | 0 | 0 | 0
| UR-MDR |  | 0 | 5.9208 | 5.9208 | 0 | 0 | 0 | 0
| UR-P |  | 0 | 0 | 0 | 0 | 0 | 0 | 0
| UR-PQP |  | 0 | 0 | 0 | 0 | 0 | 0 | 0
| UR-VLDR |  | 0 | 0 | 0 | 0 | 0 | 0 | 0
| VLDR |  | 10.5792 | 0 | 0 | 0 | 0 | 0 | 0
0
0
| Total |  | 1128.1436 | 531.619 | 1149.1227 | 617.5037 | 880.199 | 2711.4225 | 1246.5321 | 8264.5427
7115.4199
|  |  | Zone 30 | Zone 31 | Zone 31 +32 | Zone 32 | Zone 33,34,35 | Zone 36 | Zone 39 |  |  | Edited column heading
|  | C | Land Developed - CA (C x Acres)
| AG (LDR) | 0.3 | 98.1982 | 3.3487 | 3.3487 | 0 | 0 | 3.4942 | 5.7429
| BIP | 0.7 | 0 | 0 | 0 | 0 | 0 | 0 | 107.0906
| BP | 0.9 | 0 | 0 | 0 | 0 | 0.765 | 0 | 0
| CMU | 0.9 | 0 | 13.9345 | 54.518 | 40.5836 | 67.2562 | 35.8386 | 17.9053
| GC | 0.9 | 0 | 13.0222 | 30.6627 | 17.6404 | 43.6582 | 69.3957 | 79.3248
| HDR | 0.65 | 0 | 0 | 22.0045 | 22.0045 | 11.4568 | 25.3274 | 11.5205
| HI | 0.7 | 56.8383 | 0 | 0 | 0 | 58.7555 | 203.5072 | 0
| LDR | 0.3 | 113.0233 | 27.7607 | 136.392 | 108.6312 | 55.3426 | 423.1932 | 139.4172
| LI | 0.7 | 134.0302 | 0 | 82.0672 | 82.0672 | 228.0326 | 2.7546 | 0
| MDR | 0.5 | 0 | 0 | 3.5242 | 3.5242 | 28.7796 | 32.4211 | 28.2202
| NC | 0.9 | 0 | 0 | 8.3414 | 8.3414 | 27.0946 | 7.5279 | 0
| OS | 0.1 | 0 | 1.2587 | 1.3431 | 0.084371 | 0 | 0 | 36.4614
| P | 0.1 | 0.69663 | 0.50023 | 2.7456 | 2.2454 | 1.2081 | 3.4042 | 0
| PQP | 0.1 | 3.7247 | 9.5644 | 9.5644 | 0 | 4.4566 | 0.61572 | 0
| UR | 0.3 | 0 | 0 | 0 | 0 | 0 | 101.7526 | 0
| UR-AG (LDR) | 0.3 | 25.5494 | 15.3204 | 15.3204 | 0 | 0 | 27.5517 | 0
| UR-BIP | 0.7 | 0 | 0 | 0 | 0 | 0 | 47.4175 | 9.8003
| UR-CMU | 0.9 | 0 | 11.6256 | 11.6256 | 0 | 0 | 73.7843 | 17.7858
| UR-GC | 0.9 | 0 | 10.9173 | 10.9173 | 0 | 0 | 0 | 0
| UR-LDR | 0.3 | 0 | 60.8098 | 60.8098 | 0 | 0 | 43.3312 | 8.7311
| UR-LI | 0.7 | 8.0114 | 0 | 0 | 0 | 0 | 0 | 0
| UR-MDR | 0.5 | 0 | 2.9604 | 2.9604 | 0 | 0 | 0 | 0
| UR-P | 0.1 | 0 | 0 | 0 | 0 | 0 | 0 | 0
| UR-PQP | 0.1 | 0 | 0 | 0 | 0 | 0 | 0 | 0
| UR-VLDR | 0.3 | 0 | 0 | 0 | 0 | 0 | 0 | 0
| VLDR | 0.3 | 3.1738 | 0 | 0 | 0 | 0 | 0 | 0
| Total |  | 443.246 | 171.0229 | 456.1452 | 285.1223 | 526.8059 | 1101.317 | 462.0002
|  |  | Zone 30 | Zone 31 | Zone 31 & 32 | Zone 32 | Zone 33,34,35 | Zone 36 | Zone 39
Share of Cost - Percentage By Impact
| AG (LDR) |  | 22.15% | 1.958% | 0.7341% | 0% | 0% | 0.3173% | 1.243%
| BIP |  | 0% | 0% | 0% | 0% | 0% | 0% | 23.18%
| BP |  | 0% | 0% | 0% | 0% | 0.1452% | 0% | 0%
| CMU |  | 0% | 8.148% | 11.95% | 14.23% | 12.77% | 3.254% | 3.876%
| GC |  | 0% | 7.614% | 6.722% | 6.187% | 8.287% | 6.301% | 17.17%
| HDR |  | 0% | 0% | 4.824% | 7.718% | 2.175% | 2.3% | 2.494%
| HI |  | 12.82% | 0% | 0% | 0% | 11.15% | 18.48% | 0%
| LDR |  | 25.5% | 16.23% | 29.9% | 38.1% | 10.51% | 38.43% | 30.18%
| LI |  | 30.24% | 0% | 17.99% | 28.78% | 43.29% | 0.2501% | 0%
| MDR |  | 0% | 0% | 0.7726% | 1.236% | 5.463% | 2.944% | 6.108%
| NC |  | 0% | 0% | 1.829% | 2.926% | 5.143% | 0.6835% | 0%
| OS |  | 0% | 0.736% | 0.2944% | 0.02959% | 0% | 0% | 7.892%
| P |  | 0.1572% | 0.2925% | 0.6019% | 0.7875% | 0.2293% | 0.3091% | 0%
| PQP |  | 0.8403% | 5.592% | 2.097% | 0% | 0.846% | 0.05591% | 0%
| UR |  | 0% | 0% | 0% | 0% | 0% | 9.239% | 0%
| UR-AG (LDR) |  | 5.764% | 8.958% | 3.359% | 0% | 0% | 2.502% | 0%
| UR-BIP |  | 0% | 0% | 0% | 0% | 0% | 4.306% | 2.121%
| UR-CMU |  | 0% | 6.798% | 2.549% | 0% | 0% | 6.7% | 3.85%
| UR-GC |  | 0% | 6.384% | 2.393% | 0% | 0% | 0% | 0%
| UR-LDR |  | 0% | 35.56% | 13.33% | 0% | 0% | 3.934% | 1.89%
| UR-LI |  | 1.807% | 0% | 0% | 0% | 0% | 0% | 0%
| UR-MDR |  | 0% | 1.731% | 0.649% | 0% | 0% | 0% | 0%
| UR-P |  | 0% | 0% | 0% | 0% | 0% | 0% | 0%
| UR-PQP |  | 0% | 0% | 0% | 0% | 0% | 0% | 0%
| UR-VLDR |  | 0% | 0% | 0% | 0% | 0% | 0% | 0%
| VLDR |  | 0.716% | 0% | 0% | 0% | 0% | 0% | 0%
| Total |  | 100% | 100% | 100% | 100% | 100% | 100% | 100%
| Net Cost Funded from PFIP |  | 502523.529 | 4434786.9799 | 4434786.9799 | 0 | 3035629.4876 | 14795132.2478 | 2677955.3416
|  |  | Zone 30 | Zone 31 | Zone 31 & 32 | Zone 32 | Zone 33,34,35 | Zone 36 | Zone 39
Total Share of Cost - By Land Use
| AG (LDR) |  | 111330.7827 | 86834.3326 | 32556.8672 | 0 | 0 | 46940.6316 | 33288.5337
| BIP |  | 0 | 0 | 0 | 0 | 0 | 0 | 620743.9435
| BP |  | 0 | 0 | 0 | 0 | 4408.1825 | 0 | 0
| CMU |  | 0 | 361334.2103 | 530041.3733 | 0 | 387552.4172 | 481456.6063 | 103786.8562
| GC |  | 0 | 337678.3746 | 298111.9213 | 0 | 251572.7709 | 932264.0032 | 459801.0129
| HDR |  | 0 | 0 | 213934.3762 | 0 | 66017.5778 | 340248.8524 | 66777.9082
| HI |  | 64439.5967 | 0 | 0 | 0 | 338568.4484 | 2733922.4195 | 0
| LDR |  | 128138.4552 | 719861.4597 | 1326045.2774 | 0 | 318902.6157 | 5685192.1627 | 808123.3292
| LI |  | 151954.7597 | 0 | 797883.2127 | 0 | 1313999.2179 | 37005.9335 | 0
| MDR |  | 0 | 0 | 34263.6436 | 0 | 165837.7847 | 435545.9959 | 163576.6926
| NC |  | 0 | 0 | 81097.7715 | 0 | 156128.126 | 101130.1617 | 0
| OS |  | 0 | 32640.5347 | 13058.2236 | 0 | 0 | 0 | 211346.4425
| P |  | 789.7989 | 12971.3107 | 26693.7679 | 0 | 6961.7447 | 45732.7035 | 0
| PQP |  | 4222.8707 | 248013.0044 | 92987.7182 | 0 | 25680.6018 | 8271.6451 | 0
| UR |  | 0 | 0 | 0 | 0 | 0 | 1366947.816 | 0
| UR-AG (LDR) |  | 28966.2212 | 397272.2545 | 148949.6107 | 0 | 0 | 370129.9709 | 0
| UR-BIP |  | 0 | 0 | 0 | 0 | 0 | 637008.7338 | 56807.1144
| UR-CMU |  | 0 | 301461.6375 | 113027.2578 | 0 | 0 | 991221.1921 | 103094.0723
| UR-GC |  | 0 | 283097.0776 | 106141.8184 | 0 | 0 | 0 | 0
| UR-LDR |  | 0 | 1576856.4024 | 591212.0583 | 0 | 0 | 582113.4198 | 50609.4361
| UR-LI |  | 9082.838 | 0 | 0 | 0 | 0 | 0 | 0
| UR-MDR |  | 0 | 76766.3809 | 28782.0819 | 0 | 0 | 0 | 0
| UR-P |  | 0 | 0 | 0 | 0 | 0 | 0 | 0
| UR-PQP |  | 0 | 0 | 0 | 0 | 0 | 0 | 0
| UR-VLDR |  | 0 | 0 | 0 | 0 | 0 | 0 | 0
| VLDR |  | 3598.206 | 0 | 0 | 0 | 0 | 0 | 0
|  |  | Zone 30 | Zone 31 | Zone 31&32 | Zone 32 | Zone 33,34,35 | Zone 36 | Zone 39
PFIP Storm Drain Fee - By Land Use $/Ac
| AG (LDR) |  | 340.1205 | 7779.2858 | 2916.694 |  |  | 4030.2109 | 1738.9312
| BIP | [7 empty] | 4057.5061
| BP | [5 empty] | 5186.0971
| CMU |  |  | 23337.8573 | 8750.0819 | 0 | 5186.0971 | 12090.6326 | 5216.7936
| GC |  |  | 23337.8573 | 8750.0819 | 0 | 5186.0971 | 12090.6326 | 5216.7936
| HDR |  |  |  |  | 0 | 3745.5145 | 8732.1235 | 3767.6843
| HI |  | 793.6145 |  |  |  | 4033.631 | 9403.8253
| LDR |  | 340.1205 | 7779.2858 | 2916.694 | 0 | 1728.699 | 4030.2109 | 1738.9312
| LI |  | 793.6145 |  |  | 0 | 4033.631 | 9403.8253
| MDR |  |  |  |  | 0 | 2881.165 | 6717.0181 | 2898.2187
| NC |  |  |  |  | 0 | 5186.0971 | 12090.6326
| OS |  |  | 2593.0953 | 972.2313 | 0 |  |  | 579.6437
| P |  | 113.3735 | 2593.0953 | 972.2313 | 0 | 576.233 | 1343.4036
| PQP |  | 113.3735 | 2593.0953 | 972.2313 |  | 576.233 | 1343.4036
| UR | [6 empty] | 4030.2109
| UR-AG (LDR) |  | 340.1205 | 7779.2858 | 2916.694 |  |  | 4030.2109
| UR-BIP | [6 empty] | 9403.8253 | 4057.5061
| UR-CMU |  |  | 23337.8573 | 8750.0819 |  |  | 12090.6326 | 5216.7936
| UR-GC |  |  | 23337.8573 | 8750.0819
| UR-LDR |  |  | 7779.2858 | 2916.694 |  |  | 4030.2109 | 1738.9312
| UR-LI |  | 793.6145
| UR-MDR |  |  | 12965.4763 | 4861.1566
UR-P
UR-PQP
UR-VLDR
| VLDR |  | 340.1205
|  |  | Zone 30 | Zone 31 | Zone 31&32 | Zone 32 | Zone 33,34,35 | Zone 36 | Zone 39
| $/DU - LDR |  | 68.0241 | 1555.8572 | 583.3388 | 0 | 345.7398 | 806.0422 | 347.7862
| Ex Fee |  | n/a | 1282 | 1011.5 | 741 | 513 | 1368 | n/a
| Change |  |  | 21.36% | -42.33% | -100% | -32.6% | -41.08%
Revenue Check
| AG (LDR) |  | 111330.7827 | 86834.3326 | 32556.8672 | 0 | 0 | 46940.6316 | 33288.5337
| BIP |  | 0 | 0 | 0 | 0 | 0 | 0 | 620743.9435
| BP |  | 0 | 0 | 0 | 0 | 4408.1825 | 0 | 0
| CMU |  | 0 | 361334.2103 | 530041.3733 | 0 | 387552.4172 | 481456.6063 | 103786.8562
| GC |  | 0 | 337678.3746 | 298111.9213 | 0 | 251572.7709 | 932264.0032 | 459801.0129
| HDR |  | 0 | 0 | 0 | 0 | 66017.5778 | 340248.8524 | 66777.9082
| HI |  | 64439.5967 | 0 | 0 | 0 | 338568.4484 | 2733922.4195 | 0
| LDR |  | 128138.4552 | 719861.4597 | 1326045.2774 | 0 | 318902.6157 | 5685192.1627 | 808123.3292
| LI |  | 151954.7597 | 0 | 0 | 0 | 1313999.2179 | 37005.9335 | 0
| MDR |  | 0 | 0 | 0 | 0 | 165837.7847 | 435545.9959 | 163576.6926
| NC |  | 0 | 0 | 0 | 0 | 156128.126 | 101130.1617 | 0
| OS |  | 0 | 32640.5347 | 13058.2236 | 0 | 0 | 0 | 211346.4425
| P |  | 789.7989 | 12971.3107 | 26693.7679 | 0 | 6961.7447 | 45732.7035 | 0
| PQP |  | 4222.8707 | 248013.0044 | 92987.7182 | 0 | 25680.6018 | 8271.6451 | 0
| UR |  | 0 | 0 | 0 | 0 | 0 | 1366947.816 | 0
| UR-AG (LDR) |  | 28966.2212 | 397272.2545 | 148949.6107 | 0 | 0 | 370129.9709 | 0
| UR-BIP |  | 0 | 0 | 0 | 0 | 0 | 637008.7338 | 56807.1144
| UR-CMU |  | 0 | 301461.6375 | 113027.2578 | 0 | 0 | 991221.1921 | 103094.0723
| UR-GC |  | 0 | 283097.0776 | 106141.8184 | 0 | 0 | 0 | 0
| UR-LDR |  | 0 | 1576856.4024 | 591212.0583 | 0 | 0 | 582113.4198 | 50609.4361
| UR-LI |  | 9082.838 | 0 | 0 | 0 | 0 | 0 | 0
| UR-MDR |  | 0 | 76766.3809 | 28782.0819 | 0 | 0 | 0 | 0
| UR-P |  | 0 |  | 0 |  | 0 |  | 0
| UR-PQP |  | 0 |  | 0 | 0 | 0 | 0 | 0
| UR-VLDR |  | 0 |  | 0 | 0 | 0
| VLDR |  | 3598.206 | 0 | 0 | 0 | 0 | 0 | 0
|  | Total $$ | 502523.529 | 4434786.9799 | 3307607.9759 | 0 | 3035629.4876 | 14795132.2478 | 2677955.3416
| Difference |  | 0 | 0 |  | 0 | 0 | 0 | 0

## 5M Old %'s
Table 5M |  |  | PFF Storm Drainage Collection Fee |  |  |  |  | Development Summary |  | Internal
|  |  | Zone | Zone | Zone | Zone | Zone | Zone | Zone | Zone | Zone
|  |  | 30 | 31 | 31 + 32 | 32 | 33 | 34 | 35 | 36 | 39
| Land Use |  | Vacant Land Summary - Acres
| AG (LDR) |  | 3273.2749 | 111.6225 | 111.6225 | 0 | 0 | 0 | 0 | 116.4719 | 191.431
| BIP |  | 0 | 0 | 0 | 0 | 0 | 0 | 0 | 0 | 179.9842
| BP |  | 0 | 0 | 0 | 0 | 0 | 1 | 0 | 0 | 0
| CMU |  | 0 | 18.215 | 71.2654 | 53.0504 | 0.8318 | 33.6992 | 53.3856 | 46.8478 | 23.4056
| GC |  | 0 | 17.0225 | 40.0819 | 23.0594 | 0.8944 | 17.532 | 38.6431 | 90.7133 | 103.6925
| HDR |  | 0 | 0 | 39.8271 | 39.8271 | 0 | 20.7362 | 0 | 45.8414 | 20.8516
| HI |  | 95.5266 | 0 | 0 | 0 | 72.6832 | 0 | 26.0655 | 290.7245 | 0
| LDR |  | 443.2286 | 108.8655 | 534.8704 | 426.0049 | 21.4997 | 184.0932 | 11.4371 | 1659.581 | 546.7343
| LI |  | 225.2609 | 0 | 137.9281 | 137.9281 | 139.3999 | 4.5486 | 239.2996 | 3.9352 | 0
| MDR |  | 0 | 0 | 8.2923 | 8.2923 | 16.441 | 51.2758 | 0 | 76.2849 | 66.4005
| NC |  | 0 | 0 | 10.9038 | 10.9038 | 1.2778 | 23.2902 | 10.8498 | 9.8404 | 0
| OS |  | 0 | 14.8088 | 15.8014 | 0.9926 | 0 | 0 | 0 | 0 | 428.9581
| P |  | 8.1957 | 5.885 | 32.3014 | 26.4164 | 0 | 14.2135 | 0 | 40.0499 | 0
| PQP |  | 43.8205 | 112.5219 | 112.5219 | 0 | 0 | 0.8327 | 51.5983 | 7.2438 | 0
| UR |  | 0 | 340.8542 | 578.5352 | 237.681 | 0 | 0 | 0 | 1130.5842 | 0
| UR-AG (LDR) |  | 851.6459 | 255.3398 | 302.9124 | 47.5726 | 0 | 0 | 0 | 459.1943 | 0
| UR-BIP |  | 0 | 0 | 0 | 0 | 0 | 0 | 0 | 338.6966 | 70.0025
| UR-CMU |  | 0 | 43.0576 | 43.0576 | 0 | 0 | 0 | 0 | 273.2753 | 98.8098
| UR-GC |  | 0 | 40.4346 | 40.4346 | 0 | 0 | 0 | 0 | 0 | 0
| UR-LDR |  | 0 | 675.6646 | 754.3778 | 78.7132 | 0 | 0 | 0 | 481.4582 | 145.5188
| UR-LI |  | 114.449 | 0 | 0 | 0 | 0 | 0 | 0 | 0 | 0
| UR-MDR |  | 0 | 19.7361 | 19.7361 | 0 | 0 | 0 | 0 | 0 | 0
| UR-P |  | 0 | 33.5416 | 37.5549 | 4.0133 | 0 | 0 | 0 | 29.9605 | 0
| UR-PQP |  | 0 | 11.6528 | 11.6528 | 0 | 0 | 0 | 0 | 0 | 0
| UR-VLDR |  | 0 | 352.5919 | 352.5919 | 0 | 0 | 0 | 0 | 99.2228 | 294.8189
| VLDR |  | 105.7921 | 25.8215 | 28.9584 | 3.1369 | 0 | 0 | 0 | 524.757 | 0
| Total |  | 5161.1942 | 2187.6359 | 3285.2279 | 1097.592 | 253.0278 | 351.2214 | 431.279 | 5724.683 | 2170.6078
[14 empty] | Zone | Zone | Zone | Zone | Zone | Zone | Zone | Zone
|  |  | 17377.2411 | [10 empty] | 30 | 31 | 32 | 33 | 34 | 35 | 36 | 39
|  |  | Zone | Zone |  | Zone | Zone | Zone | Zone | Zone | Zone
|  |  | 30 | 31 |  | 32 | 33 | 34 | 35 | 36 | 39
| Land Use |  | Percent of Vacant Land Assumed to Develop | [10 empty] | 30 | 31 | 32 | 33 | 34 | 35 | 36 | 39
|  |  | 30 | 31 |  | 32 | 33 | 34 | 35 | 36 | 39
| AG (LDR) |  | 42.5% | 42.5% |  | 0 | 0 | 0 | 0 | 42.5% | 42.5% | AG (LDR) | ok | 0.425 | 0.425 | 0 | 0 | 0 | 0 | 0.425 | 0.425
| BIP |  | 0 | 0 |  | 0 | 0 | 0 | 0 | 0 | 85% | BIP | ok | 0 | 0 | 0 | 0 | 0 | 0 | 0 | 0.85
| BP |  | 0 | 0 |  | 0 | 0 | 85% | 0 | 0 | 0 | BP | ok | 0 | 0 | 0 | 0 | 0.85 | 0 | 0 | 0
| CMU |  | 0 | 85% |  | 85% | 85% | 85% | 85% | 85% | 85% | CMU | ok | 0 | 0.85 | 0.85 | 0.85 | 0.85 | 0.85 | 0.85 | 0.85
| GC |  | 0 | 85% |  | 85% | 85% | 85% | 85% | 85% | 85% | GC | ok | 0 | 0.85 | 0.85 | 0.85 | 0.85 | 0.85 | 0.85 | 0.85
| HDR |  | 0 | 0 |  | 85% | 0 | 85% | 0 | 85% | 85% | HDR | ok | 0 | 0 | 0.85 | 0 | 0.85 | 0 | 0.85 | 0.85
| HI |  | 85% | 0 |  | 0 | 85% | 85% | 85% | 85% | 0 | HI | ok | 0.85 | 0 | 0 | 0.85 | 0.85 | 0.85 | 0.85 | 0
| LDR |  | 85% | 85% |  | 85% | 85% | 85% | 85% | 85% | 85% | LDR | ok | 0.85 | 0.85 | 0.85 | 0.85 | 0.85 | 0.85 | 0.85 | 0.85
| LI |  | 85% | 0 |  | 85% | 85% | 85% | 85% | 85% | 0 | LI | ok | 0.85 | 0 | 0.85 | 0.85 | 0.85 | 0.85 | 0.85 | 0
| MDR |  | 0 | 0 |  | 85% | 85% | 85% | 0 | 85% | 85% | MDR | ok | 0 | 0 | 0.85 | 0.85 | 0.85 | 0 | 0.85 | 0.85
| NC |  | 0 | 0 |  | 85% | 85% | 85% | 85% | 85% | 0 | NC | ok | 0 | 0 | 0.85 | 0.85 | 0.85 | 0.85 | 0.85 | 0
| OS |  | 0 | 85% |  | 85% | 0 | 0 | 0 | 0 | 85% | OS | ok | 0 | 0.85 | 0.85 | 0 | 0 | 0 | 0 | 0.85
| P |  | 85% | 85% |  | 85% | 0 | 85% | 0 | 85% | 0 | P | ok | 0.85 | 0.85 | 0.85 | 0 | 0.85 | 0 | 0.85 | 0
| PQP |  | 85% | 85% |  | 0 | 0 | 85% | 85% | 85% | 0 | PQP | ok | 0.85 | 0.85 | 0 | 0 | 0.85 | 0.85 | 0.85 | 0
| UR |  | 0 | 42.5% |  | 42.5% | 0% | 0% | 0% | 42.5% | 0% | UR | ok | 0 | 0.425 | 0.425 | 0 | 0 | 0 | 0.425 | 0
| UR-AG (LDR) |  | 42.5% | 42.5% |  | 42.5% | 0% | 0% | 0 | 42.5% | 0 | UR-AG (LDR) | ok | 0.425 | 0.425 | 0.425 | 0 | 0 | 0 | 0.425 | 0
| UR-BIP |  | 0 | 0 |  | 0% | 0% | 0% | 0 | 42.5% | 42.5% | UR-BIP | ok | 0 | 0 | 0 | 0 | 0 | 0 | 0.425 | 0.425
| UR-CMU |  | 0 | 42.5% |  | 0% | 0% | 0% | 0 | 42.5% | 42.5% | UR-CMU | ok | 0 | 0.425 | 0 | 0 | 0 | 0 | 0.425 | 0.425
| UR-GC |  | 0 | 42.5% |  | 0% | 0% | 0% | 0 | 0% | 0 | UR-GC | ok | 0 | 0.425 | 0 | 0 | 0 | 0 | 0 | 0
| UR-LDR |  | 0 | 42.5% |  | 42.5% | 0% | 0% | 0 | 42.5% | 42.5% | UR-LDR | ok | 0 | 0.425 | 0.425 | 0 | 0 | 0 | 0.425 | 0.425
| UR-LI |  | 42.5% | 0 |  | 0% | 0% | 0% | 0 | 0 | 0 | UR-LI | ok | 0.425 | 0 | 0 | 0 | 0 | 0 | 0 | 0
| UR-MDR |  | 0 | 42.5% |  | 0% | 0% | 0% | 0 | 0% | 0 | UR-MDR | ok | 0 | 0.425 | 0 | 0 | 0 | 0 | 0 | 0
| UR-P |  | 0 | 42.5% |  | 42.5% | 0% | 0% | 0 | 42.5% | 0 | UR-P | ok | 0 | 0.425 | 0.425 | 0 | 0 | 0 | 0.425 | 0
| UR-PQP |  | 0 | 42.5% |  | 0% | 0% | 0% | 0 | 0 | 0 | UR-PQP | ok | 0 | 0.425 | 0 | 0 | 0 | 0 | 0 | 0
| UR-VLDR |  | 0 | 42.5% |  | 0% | 0% | 0% | 0 | 42.5% | 12.5% | UR-VLDR | ok | 0 | 0.425 | 0 | 0 | 0 | 0 | 0.425 | 0.125
| VLDR |  | 25% | 25% |  | 25% | 0% | 0% | 0 | 25% | 0 | VLDR | ok | 0.25 | 0.25 | 0.25 | 0 | 0 | 0 | 0.25 | 0
|  |  | Zone 30 | Zone 31 | Zone 31 +32 | Zone 32 | Zone 33,34,35 | Zone 36 | Zone 39
Vacant Land Assumed to Develop (Acres) | bar: 32 to 35
| AG (LDR) |  | 1391.1418 | 47.4396 | 47.4396 | 0 | 0 | 49.5006 | 81.3582
| BIP |  | 0 | 0 | 0 | 0 | 0 | 0 | 152.9866
| BP |  | 0 | 0 | 0 | 0 | 0.85 | 0 | 0
| CMU |  | 0 | 15.4827 | 60.5756 | 45.0928 | 74.7291 | 39.8206 | 19.8948
| GC |  | 0 | 14.4691 | 34.0696 | 19.6005 | 48.5091 | 77.1063 | 88.1386
| HDR |  | 0 | 0 | 33.853 | 33.853 | 17.6258 | 38.9652 | 17.7239
| HI |  | 81.1976 | 0 | 0 | 0 | 83.9364 | 247.1158 | 0
| LDR |  | 376.7443 | 92.5357 | 454.6398 | 362.1042 | 184.4755 | 1410.6439 | 464.7242
| LI |  | 191.4718 | 0 | 117.2389 | 117.2389 | 325.7609 | 3.3449 | 0
| MDR |  | 0 | 0 | 7.0485 | 7.0485 | 57.5593 | 64.8422 | 56.4404
| NC |  | 0 | 0 | 9.2682 | 9.2682 | 30.1051 | 8.3643 | 0
| OS |  | 0 | 12.5875 | 13.4312 | 0.84371 | 0 | 0 | 364.6144
| P |  | 6.9663 | 5.0023 | 27.4562 | 22.4539 | 12.0815 | 34.0424 | 0
| PQP |  | 37.2474 | 95.6436 | 95.6436 | 0 | 44.5663 | 6.1572 | 0
| UR |  | 0 | 144.863 | 245.8775 | 101.0144 | 0 | 480.4983 | 0
| UR-AG (LDR) |  | 361.9495 | 108.5194 | 128.7378 | 20.2184 | 0 | 195.1576 | 0
| UR-BIP |  | 0 | 0 | 0 | 0 | 0 | 143.9461 | 29.7511
| UR-CMU |  | 0 | 18.2995 | 18.2995 | 0 | 0 | 116.142 | 41.9942
| UR-GC |  | 0 | 17.1847 | 17.1847 | 0 | 0 | 0 | 0
| UR-LDR |  | 0 | 287.1575 | 320.6106 | 33.4531 | 0 | 204.6197 | 61.8455
| UR-LI |  | 48.6408 | 0 | 0 | 0 | 0 | 0 | 0
| UR-MDR |  | 0 | 8.3878 | 8.3878 | 0 | 0 | 0 | 0
| UR-P |  | 0 | 14.2552 | 15.9608 | 1.7057 | 0 | 12.7332 | 0
| UR-PQP |  | 0 | 4.9524 | 4.9524 | 0 | 0 | 0 | 0
| UR-VLDR |  | 0 | 149.8516 | 149.8516 | 0 | 0 | 42.1697 | 36.8524
| VLDR |  | 26.448 | 6.4554 | 7.2396 | 0.78422 | 0 | 131.1892 | 0
0
0
| Total |  | 2521.8076 | 1043.0869 | 1817.7665 | 774.6795 | 880.199 | 3306.3592 | 1416.324
9942.4563
|  |  | Zone 30 | Zone 31 | Zone 31 & 32 | Zone 32 | Zone 33,34,35 | Zone 36 | Zone 39 |  |  |  |  | Edits
|  | C | Land Developed - CA (C x Acres) | bar: 32 to 35
| AG (LDR) | 0.3 | 417.3425 | 14.2319 | 14.2319 | 0 | 0 | 14.8502 | 24.4075 |  |  | 0.3 | ok
| BIP | 0.7 | 0 | 0 | 0 | 0 | 0 | 0 | 107.0906 |  |  | 0.7 | ok
| BP | 0.9 | 0 | 0 | 0 | 0 | 0.765 | 0 | 0 |  |  | 0.9 | ok
| CMU | 0.9 | 0 | 13.9345 | 54.518 | 40.5836 | 67.2562 | 35.8386 | 17.9053 |  |  | 0.9 | ok
| GC | 0.9 | 0 | 13.0222 | 30.6627 | 17.6404 | 43.6582 | 69.3957 | 79.3248 |  |  | 0.9 | ok
| HDR | 0.65 | 0 | 0 | 22.0045 | 22.0045 | 11.4568 | 25.3274 | 11.5205 |  |  | 0.65 | ok
| HI | 0.7 | 56.8383 | 0 | 0 | 0 | 58.7555 | 172.9811 | 0 |  |  | 0.7 | ok
| LDR | 0.3 | 113.0233 | 27.7607 | 136.392 | 108.6312 | 55.3426 | 423.1932 | 139.4172 |  |  | 0.3 | ok
| LI | 0.7 | 134.0302 | 0 | 82.0672 | 82.0672 | 228.0326 | 2.3414 | 0 |  |  | 0.7 | ok
| MDR | 0.5 | 0 | 0 | 3.5242 | 3.5242 | 28.7796 | 32.4211 | 28.2202 |  |  | 0.5 | ok
| NC | 0.9 | 0 | 0 | 8.3414 | 8.3414 | 27.0946 | 7.5279 | 0 |  |  | 0.9 | ok
| OS | 0.1 | 0 | 1.2587 | 1.3431 | 0.084371 | 0 | 0 | 36.4614 |  |  | 0.1 | ok
| P | 0.1 | 0.69663 | 0.50023 | 2.7456 | 2.2454 | 1.2081 | 3.4042 | 0 |  |  | 0.1 | ok
| PQP | 0.1 | 3.7247 | 9.5644 | 9.5644 | 0 | 4.4566 | 0.61572 | 0 |  |  | 0.1 | ok
| UR | 0.3 | 0 | 43.4589 | 73.7632 | 30.3043 | 0 | 144.1495 | 0 |  |  | 0.3 | ok
| UR-AG (LDR) | 0.3 | 108.5849 | 32.5558 | 38.6213 | 6.0655 | 0 | 58.5473 | 0 |  |  | 0.3 | ok
| UR-BIP | 0.7 | 0 | 0 | 0 | 0 | 0 | 100.7622 | 20.8257 |  |  | 0.7 | ok
| UR-CMU | 0.9 | 0 | 16.4695 | 16.4695 | 0 | 0 | 104.5278 | 37.7948 |  |  | 0.9 | ok
| UR-GC | 0.9 | 0 | 15.4662 | 15.4662 | 0 | 0 | 0 | 0 |  |  | 0.9 | ok
| UR-LDR | 0.3 | 0 | 86.1472 | 96.1832 | 10.0359 | 0 | 61.3859 | 18.5536 |  |  | 0.3 | ok
| UR-LI | 0.7 | 34.0486 | 0 | 0 | 0 | 0 | 0 | 0 |  |  | 0.7 | ok
| UR-MDR | 0.5 | 0 | 4.1939 | 4.1939 | 0 | 0 | 0 | 0 |  |  | 0.5 | ok
| UR-P | 0.1 | 0 | 1.4255 | 1.5961 | 0.17057 | 0 | 1.2733 | 0 |  |  | 0.1 | ok
| UR-PQP | 0.1 | 0 | 0.49524 | 0.49524 | 0 | 0 | 0 | 0 |  |  | 0.1 | ok
| UR-VLDR | 0.3 | 0 | 44.9555 | 44.9555 | 0 | 0 | 12.6509 | 11.0557 |  |  | 0.3 | ok
| VLDR | 0.3 | 7.9344 | 1.9366 | 2.1719 | 0.23527 | 0 | 39.3568 | 0 |  |  | 0.3 | ok
| Total |  | 876.2236 | 327.3771 | 659.311 | 331.9339 | 526.8059 | 1310.5501 | 532.5774 | 3905.468
|  |  | 22.44% | 8.383% | 16.88% | 8.499% | 13.49% | 33.56% | 13.64% | 100%
|  |  | Zone 30 | Zone 31 | Zone 31 & 32 | Zone 32 | Zone 33,34,35 | Zone 36 | Zone 39
Share of Cost - Percentage By Impact | bar: 32 to 35
| AG (LDR) |  | 47.63% | 4.347% | 2.159% | 0% | 0% | 1.133% | 4.583%
| BIP |  | 0% | 0% | 0% | 0% | 0% | 0% | 20.11%
| BP |  | 0% | 0% | 0% | 0% | 0.1452% | 0% | 0%
| CMU |  | 0% | 4.256% | 8.269% | 12.23% | 12.77% | 2.735% | 3.362%
| GC |  | 0% | 3.978% | 4.651% | 5.314% | 8.287% | 5.295% | 14.89%
| HDR |  | 0% | 0% | 3.337% | 6.629% | 2.175% | 1.933% | 2.163%
| HI |  | 6.487% | 0% | 0% | 0% | 11.15% | 13.2% | 0%
| LDR |  | 12.9% | 8.48% | 20.69% | 32.73% | 10.51% | 32.29% | 26.18%
| LI |  | 15.3% | 0% | 12.45% | 24.72% | 43.29% | 0.1787% | 0%
| MDR |  | 0% | 0% | 0.5345% | 1.062% | 5.463% | 2.474% | 5.299%
| NC |  | 0% | 0% | 1.265% | 2.513% | 5.143% | 0.5744% | 0%
| OS |  | 0% | 0.3845% | 0.2037% | 0.02542% | 0% | 0% | 6.846%
| P |  | 0.0795% | 0.1528% | 0.4164% | 0.6765% | 0.2293% | 0.2598% | 0%
| PQP |  | 0.4251% | 2.922% | 1.451% | 0% | 0.846% | 0.04698% | 0%
| UR |  | 0% | 13.27% | 11.19% | 9.13% | 0% | 11% | 0%
| UR-AG (LDR) |  | 12.39% | 9.944% | 5.858% | 1.827% | 0% | 4.467% | 0%
| UR-BIP |  | 0% | 0% | 0% | 0% | 0% | 7.689% | 3.91%
| UR-CMU |  | 0% | 5.031% | 2.498% | 0% | 0% | 7.976% | 7.097%
| UR-GC |  | 0% | 4.724% | 2.346% | bar: 32 to 35
| UR-LDR |  | 0% | 26.31% | 14.59% | 3.023% | 0% | 4.684% | 3.484%
| UR-LI |  | 3.886% | 0% | 0% | bar: 32 to 35
| UR-MDR |  | 0% | 1.281% | 0.6361% | bar: 32 to 35
| UR-P |  | 0% | 0.4354% | 0.2421% | 0.05139% | 0% | 0.09716% | 0%
| UR-PQP |  | 0% | 0.1513% | 0.07512% | bar: 32 to 35
| UR-VLDR |  | 0% | 13.73% | 6.819% | 0% | 0% | 0.9653% | 2.076%
| VLDR |  | 0.9055% | 0.5916% | 0.3294% | 0.07088% | 0% | 3.003% | 0%
| Total |  | 100% | 100% | 100% | 100% | 100% | 100% | 100%
| Net Cost Funded from PFIP |  | 502523.529 | 4434786.9799 | 4434786.9799 | 0 | 3035629.4876 | 14795132.2478 | 2677955.3416 | 25446027.586 | from Fee Summary Table
|  |  | Zone 30 | Zone 31 | Zone 31 & 32 | Zone 32 | Zone 33,34,35 | Zone 36 | Zone 39
Total Share of Cost - By Land Use | bar: 32 to 35
| AG (LDR) |  | 239350.3739 | 192790.8438 | 95729.1827 | 0 | 0 | 167647.2999 | 122727.8389
| BIP |  | 0 | 0 | 0 | 0 | 0 | 0 | 538482.981
| BP |  | 0 | 0 | 0 | 0 | 4408.1825 | 0 | 0
| CMU |  | 0 | 188762.2237 | 366709.8565 | 0 | 387552.4172 | 404590.6615 | 90033.0262
| GC |  | 0 | 176404.3345 | 206249.1447 | 0 | 251572.7709 | 783425.3488 | 398868.2011
| HDR |  | 0 | 0 | 148010.7938 | 0 | 66017.5778 | 285927.1354 | 57928.5025
| HI |  | 32597.3827 | 0 | 0 | 0 | 338568.4484 | 1952827.2036 | 0
| LDR |  | 64820.056 | 376058.0815 | 917426.2576 | 0 | 318902.6157 | 4777534.7305 | 701030.858
| LI |  | 76867.7601 | 0 | 552016.6033 | 0 | 1313999.2179 | 26433.1545 | 0
| MDR |  | 0 | 0 | 23705.3492 | 0 | 165837.7847 | 366009.8133 | 141899.5159
| NC |  | 0 | 0 | 56107.6053 | 0 | 156128.126 | 84984.4378 | 0
| OS |  | 0 | 17051.5266 | 9034.35 | 0 | 0 | 0 | 183338.8204
| P |  | 399.5273 | 6776.257 | 18468.1202 | 0 | 6961.7447 | 38431.3447 | 0
| PQP |  | 2136.1793 | 129562.8393 | 64333.6813 | 0 | 25680.6018 | 6951.0529 | 0
| UR |  | 0 | 588712.5698 | 496160.7367 | 0 | 0 | 1627340.0579 | 0
| UR-AG (LDR) |  | 62274.5632 | 441014.8088 | 259782.3599 | 0 | 0 | 660954.999 | 0
| UR-BIP |  | 0 | 0 | 0 | 0 | 0 | 1137530.4356 | 104717.9555
| UR-CMU |  | 0 | 223103.1656 | 110780.5914 | 0 | 0 | 1180040.6228 | 190043.1062
| UR-GC |  | 0 | 209512.0783 | 104032.0153 | 0 | 0 | 0 | 0
| UR-LDR |  | 0 | 1166986.4798 | 646966.0705 | 0 | 0 | 693001.2069 | 93293.1858
| UR-LI |  | 19527.2199 | 0 | 0 | 0 | 0 | 0 | 0
| UR-MDR |  | 0 | 56812.6105 | 28209.9744 | 0 | 0 | 0 | 0
| UR-P |  | 0 | 19310.6628 | 10735.8877 | 0 | 0 | 14374.8462 | 0
| UR-PQP |  | 0 | 6708.7823 | 3331.2072 | 0 | 0 | 0 | 0
| UR-VLDR |  | 0 | 608985.5532 | 302388.2676 | 0 | 0 | 142819.2939 | 55591.3503
| VLDR |  | 4550.4668 | 26234.1625 | 14608.9246 | 0 | 0 | 444308.6029 | 0
|  |  | 502523.529 | 4434786.9799 | 4434786.9799 | 0 | 3035629.4876 | 14795132.2478 | 2677955.3416 | 25446027.586
|  |  | Zone 30 | Zone 31 | Zone 31&32 | Zone 32 | Zone 33,34,35 | Zone 36 | Zone 39
PFIP Storm Drain Fee - By Land Use $/Ac | bar: 32 to 35
| AG (LDR) |  | 172.0532 | 4063.9254 | 2017.9187 | 34: 3386.776; 35: 1508.4881
| BIP |  |  |  |  | 35: 3519.8056
| BP |  |  |  |  | 33: 5186.0971
| CMU |  |  | 12191.7762 | 6053.7562 | 0 | 5186.0971 | 10160.328 | 4525.4643
| GC |  |  | 12191.7762 | 6053.7562 | 0 | 5186.0971 | 10160.328 | 4525.4643
| HDR |  |  |  |  | 0 | 3745.5145 | 7338.0147 | 3268.3909
| HI |  | 401.4574 |  |  | 33: 4033.631; 34: 7902.4773
| LDR |  | 172.0532 | 4063.9254 | 2017.9187 | 0 | 1728.699 | 3386.776 | 1508.4881
| LI |  | 401.4574 |  |  | 32: 0; 33: 4033.631; 34: 7902.4773
| MDR |  |  |  |  | 0 | 2881.165 | 5644.6267 | 2514.1468
| NC |  |  |  |  | 32: 0; 33: 5186.0971; 34: 10160.328
| OS |  |  | 1354.6418 | 672.6396 | 32: 0; 35: 502.8294
| P |  | 57.3511 | 1354.6418 | 672.6396 | 32: 0; 33: 576.233; 34: 1128.9253
| PQP |  | 57.3511 | 1354.6418 | 672.6396 | 33: 576.233; 34: 1128.9253
| UR |  |  |  |  | 34: 3386.776
| UR-AG (LDR) |  | 172.0532 | 4063.9254 | 2017.9187 | 34: 3386.776
| UR-BIP |  |  |  |  | 34: 7902.4773; 35: 3519.8056
| UR-CMU |  |  | 12191.7762 | 6053.7562 | 34: 10160.328; 35: 4525.4643
| UR-GC |  |  | 12191.7762 | 6053.7562
| UR-LDR |  |  | 4063.9254 | 2017.9187 | 34: 3386.776; 35: 1508.4881
| UR-LI |  | 401.4574
| UR-MDR |  |  | 6773.209 | 3363.1979
UR-P
UR-PQP
UR-VLDR
| VLDR |  | 172.0532
|  |  | Zone 30 | Zone 31 | Zone 31&32 | Zone 32 | Zone 33,34,35 | Zone 36 | Zone 39
| $/DU - LDR |  | 34.4106 | 812.7851 | 403.5837 | 0 | 345.7398 | 677.3552 | 301.6976 | 5 per acre
| Ex Fee |  | n/a | 1282 | 1011.5 | 741 | 513 | 1368 | n/a
| Change |  |  | -36.6% | -60.1% | 32: -100%; 33: -32.6%; 34: -50.49%
Revenue Check
| AG (LDR) |  | 239350.3739 | 192790.8438 | 95729.1827 | 0 | 0 | 167647.2999 | 122727.8389
| BIP |  | 0 | 0 | 0 | 0 | 0 | 0 | 538482.981
| BP |  | 0 | 0 | 0 | 0 | 4408.1825 | 0 | 0
| CMU |  | 0 | 188762.2237 | 366709.8565 | 0 | 387552.4172 | 404590.6615 | 90033.0262
| GC |  | 0 | 176404.3345 | 206249.1447 | 0 | 251572.7709 | 783425.3488 | 398868.2011
| HDR |  | 0 | 0 | 0 | 0 | 66017.5778 | 285927.1354 | 57928.5025
| HI |  | 32597.3827 | 0 | 0 | 0 | 338568.4484 | 1952827.2036 | 0
| LDR |  | 64820.056 | 376058.0815 | 917426.2576 | 0 | 318902.6157 | 4777534.7305 | 701030.858
| LI |  | 76867.7601 | 0 | 0 | 0 | 1313999.2179 | 26433.1545 | 0
| MDR |  | 0 | 0 | 0 | 0 | 165837.7847 | 366009.8133 | 141899.5159
| NC |  | 0 | 0 | 0 | 0 | 156128.126 | 84984.4378 | 0
| OS |  | 0 | 17051.5266 | 9034.35 | 0 | 0 | 0 | 183338.8204
| P |  | 399.5273 | 6776.257 | 18468.1202 | 0 | 6961.7447 | 38431.3447 | 0
| PQP |  | 2136.1793 | 129562.8393 | 64333.6813 | 0 | 25680.6018 | 6951.0529 | 0
| UR |  | 0 | 0 | 0 | 0 | 0 | 1627340.0579 | 0
| UR-AG (LDR) |  | 62274.5632 | 441014.8088 | 259782.3599 | 0 | 0 | 660954.999 | 0
| UR-BIP |  | 0 | 0 | 0 | 0 | 0 | 1137530.4356 | 104717.9555
| UR-CMU |  | 0 | 223103.1656 | 110780.5914 | 0 | 0 | 1180040.6228 | 190043.1062
| UR-GC |  | 0 | 209512.0783 | 104032.0153 | 0 | 0 | 0 | 0
| UR-LDR |  | 0 | 1166986.4798 | 646966.0705 | 0 | 0 | 693001.2069 | 93293.1858
| UR-LI |  | 19527.2199 | 0 | 0 | 0 | 0 | 0 | 0
| UR-MDR |  | 0 | 56812.6105 | 28209.9744 | 0 | 0 | 0 | 0
| UR-P |  | 0 |  | 0 | 33: 0; 35: 0
| UR-PQP |  | 0 |  | 0 | 0 | 0 | 0 | 0
| UR-VLDR |  | 0 |  | 0 | 32: 0; 33: 0
| VLDR |  | 4550.4668 | 0 | 0 | 0 | 0 | 0 | 0
|  | Total $$ | 502523.529 | 3184835.2494 | 2827721.6046 | 0 | 3035629.4876 | 14193629.5049 | 2622363.9913 | 23181868.1175
| Difference |  | 0 | 1249951.7305 |  | 0 | 0 | 601502.7429 | 55591.3503 | 657094.0932

## 6. Finance Assumptions
Table 6 | Internal |  |  | ¦
City of Manteca | Working Draft - v9
PFF Storm Drainage Collection Fee | 2013-01-15
Financing Assumpitons
Description | Amount
Annual Interest Rate | 2%
Term - Years | 30
Payments per year | 1
Loan Constant - Annual Debt Service (per $1,000) | 44.6499
Annual Debt Service: | 14451.4865
Annual Finance Cost (per $1,000) | 11.3166
Improvement Costs Financed | 323662.0751
Total Costs Financed | 323662.0751 | 100%
Cost Of Bond Issuance
Capitalized Interest Fund | 0
Reserve Fund | 0 | 0%
Issuance Costs | 0
Bond Counsel | 0
City's District Administration Fee | 0
Miscellaneous Costs of Issuance | 0
Total - Cost Of Bond Issuance | 0 | 0%
Total Bond Issue Size | 323662.0751 | 100%
Check Total | 323662.0751
Total Bond Issue Size - Rounded | 325000
_
(1) Dollar amounts are in _________, 2012 dollars.
Source: City of Manteca.
Notes: Annual Finance Cost (per $1,000) = Loan constant at 2% - Loan Constant at 0%
Rangename: @ISSUANCE-COST
COST FACTORS FOR BOND ISSUANCE COSTS
| Fixed | Variable
Item | Component | Component | Comments
Capitalized Interest Fund | 0 | 0% | One year's interest
Reserve Fund | 0 | 0% | Maximum year's debt service
Underwriter's Discount | 0 | 0%
Bond Counsel | 0 | 0% | See Note (2)
City's District Administration Fee | 0 | 0
Miscellaneous Costs Of Issuance
Printing | 0 | 0
Trustee's Fee | 0 | 0
Miscellaneous Noticing Costs | 0 | 0
Contingency (3) | 0 | 0%
| __________ | __________
| 0 | 0%
Net Bond Proceeds | 323662.0751 | 100%
Plus: Fixed Issuance Costs | 0 | 0%
Plus: Variable Issuance Costs | 0 | 0%
Total | 323662.0751 | 100%
Notes:
(1) Dollar amounts are in January 1, _______ Dollars
(2) Bond Counsel's fee schedule for Assessment District bonds is
Effective Total Rate
| Rate For | Fixed | Variable
Range | The Range | Component | Component
$0 - $750,000 | 15000 | 15000 | 0%
$750,000 - $2,000,000 | 2% | 0 | 2%
$2,000,000 - $10,000,000 | 1% | 20000 | 1%
Over $10,000,000 | 0.5% | 70000 | 0.5%
(3) Contingency is calculated as 10% of all costs of issuance except Bond Counsel's Fee
and Underwriter's Discount.

## 7. Beginning Fund Balance
Table 7 |  | Internal
City of Manteca |  | Working Draft - v9
PFF Storm Drainage Collection Fee |  | 2013-01-15
Beginning Fund Balance
Forthcoming

## Future Improve
As of 5/23/2012
No | Drainage Improvements | Project Cost | Share Total | Drainage Zone | SSJID
50% Share
FCOC 1 | French Camp Road Crossing | 1500000 | 750000 | 30, 31, 32, 33, 34, 35, 36 | Yes
FCOC 2 | Roth Road Crossing | 1000000 | 500000 | 31, 32, 33, 34, 35, 36 | Yes
FCOC 3 | Union Pacific Railroad Crossing | 850000 | 425000 | 33, 34, 35, 36 | Yes
FCOC 4 | Farm Road Crossing (4'x8' Box Culvert) | 450000 | 225000 | 35, 36 | Yes
Drain 3A | Connect DR3A to Lat Rga (48" & 2,000') | 600000 | 300000 | 31 | Yes
Drain 3 | Monterey Place Improvement | 400000 | 400000 | 32 | No
Drain 5 | Interceptor, Upstream of Golf Course | 700000 | 700000 | 34 | No
South PS | South Drain Pump Station | 1250000 | 1250000 | 36 | No
Austin PS | Austin Road Pump Station (to Lat Y) | 500000 | 500000
Force Main | 48" Force Main (1,400') | 408000 | 408000
66" RCP1 | Bella Vista to South Pump Station | 724500 | 724500
Lat Ya | Dual-Use Drain at Woodward (60" RCP) | 0 | 0
66" RCP2 | Woodward - Union to Main St | 1459773.6746 | 1459773.6746
42" RCP | Lat Tbb to Austin Rd End | 1160000 | 1160000
Jux Box | Two Junction Boxes at Woodward-Ya | 150000 | 150000
Lat X | Connect Woodward to Lateral X | 825000 | 412500 |  | Yes
Monitor | 20 Monitoring Wells | 800000 | 800000 |  | No
Total |  | 10164773.6746
Zone 31 is merged to Zone 32 (12/14/2011)
City of Manteca - Public Works
FUTURE DRAINAGE IMPROVEMENT PROJECTS
Note on D19: Real Contract: $3.7M Revised Accordingly (Lat Ya + 66" RCP2)

## North
2011-12-14
Infrastructure | Size | Length | Depth | Unit | Total | Construction
|  | (ft) | (ft) | Price |  | Phase I | Phase II | Phase III | Phase IV | Phase V | Phase VI | Phase VII
Phase I
Lateral Rg A to B | 60" RCP | 7356 | 18 | 530 | 0 | 1012300
Lateral Rga C to D | 60" RCP | 1910 | 15 | 530 | 1012300
Segment E to F | 18" RCP | 3286 | 10 | 100 | 0
Lateral Rgc G to H | 42" RCP | 5222 | 12 | 400 | 0
Phase II
Lateral Rg A to C | 54" RCP | 9410 | 16 | 480 | 0 |  | 0
Lathrop Rd A' to A'' | 18" RCP | 2243 | 10 | 100 | 0
Segment B to B' | 18" RCP | 1156 | 10 | 100 | 0
Austin Rd C to D | 18" RCP | 1765 | 10 | 100 | 0
Drain 3A (3A to Rga) | 48" RCP | 2000 | 15 | 0 | 0
(Assigned as a City Project 12/14/11)
Phase III
Lateral R A to C | 54" RCP | 7787 | 15 | 480 | 3737760 |  |  | 0
Segment A' to F | 18" RCP | 2645 | 10 | 100 | 264500
Lateral Rfa E to E' | 18" RCP | 3139 | 10 | 100 | 313900
Segment B to B' | 18" RCP | 1298 | 10 | 100 | 129800
Louise Rd C to D | 24" RCP | 4468 | 14 | 140 | 625520
|  |  |  | Zone 31 | 6083780
Phase IV
Lateral R A to E | 60" RCP | 10219 | 18 | 530 | 5416070 |  |  |  | 0
Segment B to B' | 18" RCP | 3724 | 10 | 100 | 372400
Segment C to C' | 18" RCP | 2567 | 10 | 100 | 256700
Segment D to D' | 18" RCP | 3788 | 10 | 100 | 378800
Segment E to E' | 18" RCP | 1847 | 10 | 100 | 184700
Phase V
Lateral R A to H | 60" RCP | 7985 | 18 | 530 | 4232050 |  |  |  |  | 0
Segment B to C | 18" RCP | 3968 | 10 | 100 | 396800
Segment B to D | 18" RCP | 3757 | 10 | 100 | 375700
Segment F to F' | 18" RCP | 1789 | 10 | 100 | 178900
Segment E to E' | 18" RCP | 2070 | 10 | 100 | 207000
Segment G to G' | 18" RCP | 3951 | 10 | 100 | 395100
Phase VI
Lateral Qr A to B | 54" RCP | 3695 | 16 | 480 | 1773600 | [5 empty] | 0
Lateral Q B to I | 54" RCP | 6772 | 16 | 480 | 3250560
Catle Rd B to C | 18" RCP | 3375 | 10 | 100 | 337500
Catle Rd B to D | 18" RCP | 2510 | 10 | 100 | 251000
Segment E to E' | 18" RCP | 1984 | 10 | 100 | 198400
Segment H to H' | 18" RCP | 1970 | 10 | 100 | 197000
Segment I to J | 18" RCP | 2542 | 10 | 100 | 254200
Phase VII
Lateral Q B to G | 48" RCP | 6202 | 15 | 450 | 2790900 | [6 empty] | 0
Segment A to B | 18" RCP | 3850 | 10 | 100 | 385000
Segment C to F | 18" RCP | 2251 | 10 | 100 | 225100
Segment E to E' | 18" RCP | 1677 | 10 | 100 | 167700
Segment D to E | 18" RCP | 1110 | 10 | 100 | 111000
Segment I to H | 18" RCP | 2956 | 10 | 100 | 295600
|  |  |  | Zone 30 | 22631780
Sub Total | [5 empty] | 1012300 | 0 | 0 | 0 | 0 | 0 | 0
Total (North Drain) | North Drain Cost Estimates |  |  |  |  | 1012300
Total (South Drain) | South Drain Cost Estimates |  |  |  |  | 5914773.6746
Total (Trails of Manteca) | Trails of Manteca Cost Estimates |  |  |  |  | 1500000
Total (Levee) | Levee Cost Estimates |  |  |  |  | 12279928.35
Total (North & South Drain) | North + South Drain + Levee Overall Cost Estimates |  |  |  |  | 20707002.0246
[8 empty] | 4-7 Total | 0
City of Manteca - Public Works
NORTH DRAINAGE SYSTEM QUANTITIES

## South & Levee
2011-11-15
Infrastructure | Size | Length | Depth | Unit | Total | Construction
|  | (ft) | (ft) | Price |  | Phase I | Phase II | Phase III | Phase IV | Phase V | Phase VI | Phase VII
Phase I
South Pump Station |  |  |  | 1250000 | 1250000 | 2382500
Force Main* | 48" | 1360 | 8 | 300 | 408000
Bella Vista Segment (West & South) | 66" RCP | 2898 | 13 | 250 | 724500
Phase II
Ya Lateral A to B | 60" RCP | 0 | 17 | 0 | 0 |  | 1872273.6746
Woodward - Union to Main | 66" RCP | 3171 | 12 | 460.3512 | 1459773.6746
Woodward - Lateral X (50%) | 48" RCP | 2750 | 10 | 300 | 412500
Phase III
X Lateral A to B | 48" RCP | 2238 | 11 | 450 | 1007100 |  |  | 0
X Lateral B to C | 48" RCP | 3790 | 11 | 450 | 1705500
Segment A1 to A2 | 24" RCP | 1600 | 10 | 140 | 224000
Phase IV
X Lateral E to F | 42" RCP | 4050 | 8 | 240 | 972000 |  |  |  | 0
DD Lateral E to G | 42" RCP | 3990 | 8 | 240 | 957600
Sedan Ave G to H | 42" RCP | 5525 | 6 | 240 | 1326000
Phase V
Y Lateral A to B | 48" RCP | 4560 | 12 | 450 | 0 |  |  |  |  | 0
Austin B to C | 48" RCP | 2600 | 13 | 450 | 0
Tbb Lateral B to F | 42" RCP | 6904 | 12 | 400 | 0
Segment A1 to A2 | 24" RCP | 1920 | 10 | 140 | 0
Segment B1 to B2 | 24" RCP | 4460 | 10 | 140 | 0
Phase VI
We Lateral A to B | 48" RCP | 5500 | 14 | 450 | 2475000 | [5 empty] | 0
We Lateral B to C | 42" RCP | 5050 | 14 | 400 | 2020000
We Lateral C to D | 42" RCP | 4760 | 14 | 400 | 1904000
Segment A1 to A2 | 24" RCP | 2400 | 10 | 140 | 336000
Segment B1 to B2 | 24" RCP | 3200 | 10 | 140 | 448000
Segment C1 to C2 | 24" RCP | 1900 | 10 | 140 | 266000
Phase VII
Ya to Austin End | 42" RCP | 5800 | 13 | 200 | 1160000 | [6 empty] | 1660000
Austin Pump Station |  |  |  | 500000 | 500000
T Lateral D to G | 42" RCP | 6288 | 13 | 400 | 0
DD Lateral G to H | 42" RCP | 1980 | 11 | 400 | 0
Rd Lateral E to I | 42" RCP | 4127 | 13 | 400 | 0
Segment A1 to A2 | 24" RCP | 2640 | 10 | 140 | 0
Segment B1 to B2 | 24" RCP | 1310 | 10 | 140 | 0
Segment C1 to C2 | 24" RCP | 1460 | 10 | 140 | 0
Segment D1 to D2 | 24" RCP | 3100 | 10 | 140 | 0
Sub Total | [5 empty] | 2382500 | 1872273.6746 | 0 | 0 | 0 | 0 | 1660000
Total | South Drain Cost Estimates |  |  |  |  | 5914773.6746
*Pipe cost includes bore and jack crossing beneath Hwy 120.
Levee for 200-year flooding | Length (ft) |  | Volume |  |  | Levee Footage (Area)
|  |  | (ft3) |  | (cy) | (ft2) | (ac)
| 16161 |  | 9703685 |  | 359036.345 | 1508838 | 34.6382
Top width = 20' / Side Slope 3:1 | Unit Price per CY |  | Levee Cost |  |  | Unit per ft2 | Land Cost
Water Elev = 30' / Freeboard = 4' | 30 |  | 10771090.35 |  |  | 1 | 1508838
| Total (Levee+Land) |  | 12279928.35
12279928.35
City of Manteca - Public Works
SOUTH DRAINAGE SYSTEM QUANTITIES
Note on E9: Reduced from $2.5M to $1.25M. 3/8/2011
Note on E11: Based on the recent project (Woodward), this has been reduced from $550 to $250. 3/7/2011
Note on H14: Based on the real construction data on Storm (Woodward Project) 3/7/2011
Note on E43: Beased on the recent project (Woodward), it has been reduced from $400 to $200

## Summary+Austin (Shed D)
2011-03-09
Zone | Land Use | Existing Fees |  | Proposed Fees
|  | $/Acre | $/EDU | $/Acre | $/EDU
Zone 30 | AG (LDR) |  |  | 352.7717 | 70.5543
| HI |  |  | 823.1339
| LDR |  |  | 352.7717 | 70.5543
| LI |  |  | 823.1339
| P |  |  | 117.5906
| PQP |  |  | 117.5906
| UR-AG (LDR) |  |  | 352.7717 | 70.5543
| UR-LI |  |  | 823.1339
| VLDR |  |  | 352.7717 | 176.3858 |  | Legend | [5 empty] | Legend
Zone 31 | AG (LDR) |  | 1282 | 2634.3998 | 526.88
| CMU | 22414 |  | 7903.1994 |  |  |  | : N/A | [5 empty] | : N/A
| GC | 22414 |  | 7903.1994
| LDR |  | 1282 | 2634.3998 | 526.88 |  |  | : Only for Existing PFIP | [5 empty] | : Only for Existing PFIP
| OS |  |  | 878.1333
| P |  |  | 878.1333 |  | * | Urban Reserve (UR): |  |  |  |  | * | Urban Reserve (UR):
| PQP |  |  | 878.1333 |  |  | UR will be charged at the rate of | [5 empty] | UR will be charged at the rate of
| UR |  | 1282 | 2634.3998 | 526.88 |  | the planned land use. | [5 empty] | the planned land use.
| UR-AG (LDR) |  | 1282 | 2634.3998 | 526.88
| UR-CMU | 22414 |  | 7903.1994
| UR-GC | 22414 |  | 7903.1994
| UR-LDR |  | 1282 | 2634.3998 | 526.88
| UR-MDR |  | 1183 | 4390.6664 | 439.0666
| UR-P |  |  | 878.1333
| UR-PQP |  |  | 878.1333
| UR-VLDR |  | 3179 | 2634.3998 | 1317.1999
| VLDR |  | 3179 | 2634.3998 | 1317.1999 |  | the planned land use. | [5 empty] | the planned land use.
| Comm Rec | 19912
| LI | 17446
| HI | 17446
Zone 32 | CMU | 12984 |  | 4810.4105
| GC | 12984 |  | 4810.4105
| HDR |  | 471 | 3474.1854 | 204.3638
| LDR |  | 741 | 1603.4702 | 320.694
| LI | 10105 |  | 3741.4304
| MDR |  | 685 | 2672.4503 | 267.245
| NC | 12984 |  | 4810.4105
| OS |  |  | 534.4901
| P |  |  | 534.4901
| UR |  | 741 | 1603.4702 | 320.694
| UR-AG (LDR) |  | 741 | 1603.4702 | 320.694
| UR-LDR |  | 741 | 1603.4702 | 320.694
| UR-P |  |  | 534.4901
| VLDR |  | 1839 | 1603.4702 | 801.7351
| Comm Rec | 11531
| HI | 10105
Zone 33 | CMU | 8850 |  | 5313.8514
| GC | 8850 |  | 5313.8514
| HI | 6871 |  | 4132.9955
| LDR |  | 513 | 1771.2838 | 354.2568
| LI | 6871 |  | 4132.9955
| MDR |  | 471 | 2952.1397 | 295.214
| NC | 8850 |  | 5313.8514
| Comm Rec | 7854
| HDR |  | 328
| VLDR |  | 1254
Zone 34 | BP | 18829 |  | 13848.8381
| CMU | 18829 |  | 13848.8381
| GC | 18829 |  | 13848.8381
| HDR |  | 685 | 10001.9386 | 588.3493
| LDR |  | 1069 | 4616.2794 | 923.2559
| LI | 14638 |  | 10771.3185
| MDR |  |  | 7693.7989 | 769.3799
| NC | 18829 |  | 13848.8381
| P |  |  | 1538.7598
| PQP |  |  | 1538.7598
| Comm Rec | 16719
| HI | 14638
| VLDR |  | 2665
Zone 35 | CMU | 9208 |  | 4371.4715
| GC | 9208 |  | 4371.4715
| HI | 7169 |  | 3400.0334
| LDR |  | 527 | 1457.1572 | 291.4314 | [11 empty] | DO NOT CHANGE THIS!
| LI | 7169 |  | 3400.0334 | [12 empty] | Land Use | C | EDU | EDU Factor
| NC | 9208 |  | 4371.4715 | [12 empty] | VLDR | 0.3 | 2 | 2.5
| PQP |  |  | 485.7191 | [8 empty] | DO NOT USE THIS CALCS (No Austin) |  |  |  | LDR | 0.3 | 5 | 1
| Comm Rec | 8182 | [7 empty] | 3/9/2011 |  |  |  |  | 3/8/2011 |  | MDR | 0.5 | 10 | 0.93
| MDR |  | 485 |  |  |  | Land Use | Austin Road (Shed D) Fee Calcs |  |  |  | Land Use | Austin Road Project Fee Calcs |  |  |  | HDR | 0.65 | 17 | 0.64
| HDR |  | 342 |  |  |  |  | Area | Proposed Fee |  | EDU |  | Area | Proposed Fee |  | EDU | OS | 0.1 |  | 0
| VLDR |  | 1311 |  |  |  |  | (Acre) | $ for Acres | $ for EDUs |  |  | (Acre) | $ for Acres | $ for EDUs |  | P | 0.1 |  | 0
Zone 36 (No Austin) | AG (LDR) |  | 1368 | 3260.2419 | 652.0484 |  |  | Area (AC) |  |  |  |  | Area (AC) |  |  |  | PQP | 0.1 |  | 1
| CMU | 23974 |  | 9780.7258 |  |  | CMU |  | 0 |  |  | CMU | 83.9 | 820602.8952 |  |  | AG (LDR) | 0.3 | 5 | 1
| GC | 23974 |  | 9780.7258 |  |  | GC |  | 0 |  |  | GC | 173.3 | 1694999.7824 |  |  | BP | 0.9 |  | 17.65
| HDR |  | 870 | 7063.8575 | 415.521 |  | HDR | 25.7 |  | 181541.1385 | 436.9 | HDR | 46 |  | 324937.4463 | 782 | CMU | 0.9 |  | 17.65
| HI | 18657 |  | 7607.2312 |  |  | HI |  | 0 |  |  | HI | 247 | 1878986.1024 |  |  | GC | 0.9 |  | 17.65
| LDR |  | 1368 | 3260.2419 | 652.0484 |  | LDR | 57.6 |  | 187789.9355 | 288 | LDR | 330.4 |  | 1077183.9356 | 1652 | NC | 0.9 |  | 17.65
Zone 36 | LI | 18675 |  | 7607.2312 |  |  | LI |  | 0 |  |  | LI | 0 | 0 |  |  | HI | 0.7 |  | 13.73
Austin | MDR |  | 1269 | 5433.7366 | 543.3737 |  | MDR | 41.2 |  | 223869.9463 | 412 | MDR | 61.1 |  | 332001.3038 | 611 | LI | 0.7 |  | 13.73
Shed D only | NC | 23974 |  | 9780.7258 |  |  | NC |  | 0 |  |  | NC | 0 | 0 |  |  | BIP | 0.7 |  | 13.73
| P |  |  | 1086.7473 |  |  | P |  | 0 |  |  | P | 68.3 | 74224.8414 |  |  | UR | 0.3 | 5 | 1
| PQP |  |  | 1086.7473 |  |  | PQP |  | 0 |  |  | PQP | 26.2 | 28472.7796 |  |  | UR-VLDR | 0.3 | 2 | 2.5
| UR |  | 1368 | 3260.2419 | 652.0484 |  | UR |  | #REF! |  | #REF! | UR |  | 0 |  | 0 | UR-LDR | 0.3 | 5 | 1
| UR-AG (LDR) |  | 1368 | 3260.2419 | 652.0484 |  | UR-AG (LDR) |  | #REF! |  | #REF! | UR-AG (LDR) |  | 0 |  | 0 | UR-MDR | 0.5 | 10 | 0.93
| UR-BIP | 18657 |  | 7607.2312 |  |  | UR-BIP |  | #REF! |  | #REF! | UR-BIP |  | 0 |  | 0 | UR-P | 0.1 |  | 0
| UR-CMU | 23974 |  | 9780.7258 |  |  | UR-CMU |  | #REF! |  | #REF! | UR-CMU |  | 0 |  | 0 | UR-PQP | 0.1 |  | 1
| UR-LDR |  | 1368 | 3260.2419 | 652.0484 |  | UR-LDR |  | #REF! |  | #REF! | UR-LDR |  | 0 |  | 0 | UR-AG (LDR) | 0.3 | 5 | 1
| UR-P |  |  | 1086.7473 |  |  | UR-P |  | #REF! |  | #REF! | UR-P |  | 0 |  | 0 | UR-BIP | 0.7 |  | 13.73
| UR-VLDR |  | 3406 | 3260.2419 | 1630.121 |  | UR-VLDR |  | #REF! |  | #REF! | UR-VLDR |  | 0 |  | 0 | UR-CMU | 0.9 |  | 17.65
| VLDR |  | 3406 | 3260.2419 | 1630.121 |  | VLDR |  |  | 0 | 0 | VLDR | 0 |  | 0 | 0 | UR-GC | 0.9 |  | 17.65
| Comm Rec | 21309 |  |  |  |  | Sub Total | 124.5 | 0 | 593201.0202 | 1136.9 | Sub Total | 1036.2 | 4497286.401 | 1734122.6857 |  | UR-LI | 0.7 |  | 13.73
[7 empty] | Total |  | 593201.0202 |  |  | Total |  | 6231409.0867
Zone 70 | AG (LDR) |  |  | 8378.2226 | 1675.6445
Zone 39 | AG (LDR) |  |  | 1912.1481 | 382.4296
| BIP |  |  | 4461.679
| CMU |  |  | 5736.4444
| GC |  |  | 5736.4444
| HDR |  |  | 4142.9876 | 243.7052
| LDR |  |  | 1912.1481 | 382.4296
| MDR |  |  | 3186.9136 | 318.6914
| OS |  |  | 637.3827
| 0 |  |  | 0
| 0 |  |  | 0
| 0 |  |  | 0 | 0
| 0 |  |  | 0 | 0
Zone 70 | BIP |  |  | 8378.2226 |  |  |  | Legend |  |  |  |  | Legend
| BP |  |  | 8378.2226 |  |  |  |  | : N/A |  |  |  |  | : N/A
| CMU |  |  | 8378.2226
| GC |  |  | 8378.2226 |  |  |  |  | : Only for Existing PFIP |  |  |  |  | : Only for Existing PFIP
| HDR |  |  | 8378.2226 | 492.8366
| LDR |  |  | 8378.2226 | 1675.6445 |  | * | Urban Reserve (UR): |  |  |  | * | Urban Reserve (UR):
| LI |  |  | 8378.2226 |  |  |  | UR will be charged at the rate of |  |  |  |  | UR will be charged at the rate of
| MDR |  |  | 8378.2226 | 837.8223 |  |  | the planned land use. |  |  |  |  | the planned land use.
| NC |  |  | 8378.2226
| OS |  |  | 8378.2226
| P |  |  | 8378.2226
| PQP |  |  | 8378.2226
| UR-BIP |  |  | 8378.2226
| UR-CMU |  |  | 8378.2226
| UR-LDR |  |  | 8378.2226 | 1675.6445
| UR-P |  |  | 8378.2226
| UR-VLDR |  |  | 8378.2226 | 4189.1113
| VLDR |  |  | 8378.2226 | 4189.1113
Zone 70: Flood Protection Financing Zone
City of Manteca - Public Works
Land Use and PFF Fees (Austin Shed D)

## Storm Sheds
Austin Road Project Preliminary Drainage Design Data (2008)
2011-03-08
Shed | Area | Storage Volume | Maximum Discharge | Planned Discharge
| (Acre) | (ac-ft) | Rate (cfs) | Rate (cfs)
A | 466.4 | 93.3 | 11.8 | 14
B | 83.9 | 18.4 | 2.3 | 2.3
C | 355.7 | 51.4 | 6.5 | 7.2
D | 124.4 | 21.2 | 2.7 | 2.7
Total | 1030.4 | 184.3 | 23.3 | 26.2
*Shed A, B and C: Storm flows to Lateral "W"
*Shed D: Storm flows to Woodward Drain

## Trails
2010-08-16
Infrastructure | Size | Length | Depth | Unit | Total | Construction
|  | (ft) | (ft) | Price |  | Phase I
Trails of Manteca
South Pump Station | 20 cfs |  |  | 1500000 | 1500000 | 1500000
Force Main* | 2x12" | 500 | 10 | 150 | 0
All main drainage lines | 24" RCP | 24176 | 8 | 140 | 0
Total | Trails of Manteca Cost Estimates |  |  |  |  | 1500000
*6/14/2010 Update: $1.5M is for the reimbursable fee for the Trails Developer since they increase the SD system size for the future developments nearby.
City of Manteca - Public Works
TRAILS OF MANTECA DRAINAGE SYSTEM QUANTITIES

## Levee & Monitor
2011-11-15
Segment | Length (ft) | Ave Ground EL (ft) | Levee Height (ft) | Seg Area (ft2) | Volume (ft3) | Levee Footage (ft2)
1 | 3917 | 17 | 17 | 1037 | 4061929 | 477874
2 | 1493 | 20 | 14 | 728 | 1086904 | 155272
3 | 4451 | 22 | 12 | 552 | 2456952 | 409492
4 | 6300 | 25 | 9 | 333 | 2097900 | 466200
Total | 16161 |  |  |  | 9703685 | 1508838
Side Slope | 3
Monitoring Well
Zone | Well No | Unitt Price | Total
30 | 2 | 40000 | 80000
31 | 2 |  | 80000
32 | 2 |  | 80000
32A | 1 |  | 40000
33 | 2 |  | 80000
34 | 2 |  | 80000
35 | 2 |  | 80000
36 | 4 |  | 160000
37 | 1 |  | 40000
38 | 1 |  | 40000
39 | 1 |  | 40000
Total | 20 |  | 800000
City of Manteca - Public Works
LEVEE & MONITORING WELLS CALCULATION

## Land Use
2010-08-17
Land Use |  | C | EDU Factor | Category
VLDR | Very Low Density Residential | 0.3 | 2.5 | Residential
LDR | Low Density Residential | 0.3 | 1
MDR | Medium Density Residential | 0.5 | 0.93
HDR | High Desity Residentail | 0.65 | 0.64
OS | Open Space | 0.1 | 0 | Open Space
P | Park | 0.1 | 0 | Green
PQP* | Public/Quasi - Public | 0.1 | 1
AG* | Agriculture | 0.1 | 1
BP | Business Professional | 0.9 |  | Commercial
CMU | Commercial Mixed Use
GC | General Commercial |  | 17.65
NC | Neighborhood - Commerical
HI | Heavy Industrial | 0.7 |  | Industrial
LI | Light Industrial |  | 13.73
BIP | Business Industrial Park
UR | Urban - Reserve |  |  | Urban Reserve
UR-VLDR | UR - Very Low Density Residential
UR-LDR | UR - Low Density Residentail
UR-MDR | UR - Medium Density Residential
UR-P | UR - Park
UR-PQP | UR - Public/Quasi - Public
UR-AG | UR - Agriculture
UR-BIP | UR - Business Industrial Park
UR-CMU | UR - Commercial Mixed Use
UR-GC | UR - General Commercial
UR-LI | UR - Light Industrial
* AG & PQP are regarded as LDR
City of Manteca - Public Works
DESCRIPTION FOR LAND USE

## Zone 70
Zone 70: Flood Protection Financing Zone | [8 empty] | 2011-03-09
STORM DRAIN ZONE | LAND USE | ACRES (A)* | Share (%) A/An | Total ($) /Land Use | $/Acre | $/EDU | An | Infrastructure Cost ($)
ZONE 70 | AG (LDR) | 32.9812 | 0.01142 | 276323.531 | 8378.2226 | 1675.6445 | 2888.0382 | 24196626.8567
| BIP | 152.9867 | 0.052973 | 1281756.359 | 8378.2226 |  |  | Levee | 12279928.35
| BP | 0.84998 | 0.00029431 | 7121.3254 | 8378.2226 |  |  | Soft (19%) | 2333186.3865
| CMU | 91.5855 | 0.031712 | 767323.7421 | 8378.2226 |  |  | Admin (2%) | 0
| GC | 221.1303 | 0.076568 | 1852678.9855 | 8378.2226 |  |  | Liabilities | 500000
| HDR | 35.3498 | 0.01224 | 296168.3584 | 8378.2226 | 492.8366 |  | Financing** | 9083512.1202
| LDR | 1129.8575 | 0.39122 | 9466198.0695 | 8378.2226 | 1675.6445
| LI | 136.3338 | 0.047206 | 1142235.0833 | 8378.2226
| MDR | 109.2627 | 0.037833 | 915427.1315 | 8378.2226 | 837.8223
| NC | 25.712 | 0.0089029 | 215420.5267 | 8378.2226
| OS | 141.5285 | 0.049005 | 1185757.6161 | 8378.2226
| P | 42.0788 | 0.01457 | 352545.7916 | 8378.2226
| PQP | 66.1893 | 0.022918 | 554548.4142 | 8378.2226
| UR-BIP | 29.7512 | 0.010302 | 249261.9931 | 8378.2226
| UR-CMU | 41.9942 | 0.014541 | 351836.4841 | 8378.2226
| UR-LDR | 97.8758 | 0.03389 | 820025.6145 | 8378.2226 | 1675.6445
| UR-P | 9.7504 | 0.0033761 | 81691.1156 | 8378.2226
| UR-VLDR | 83.2866 | 0.028838 | 697793.4418 | 8378.2226 | 4189.1113
| VLDR | 439.5339 | 0.15219 | 3682513.2733 | 8378.2226 | 4189.1113
| Total | 2888.0382 | 1 | 24196626.8567
*UR factor= 50% X 85% |  |  |  | OK
*Other factor = 85% |  | **Financing = 0.518 x 1.2 x (Construction Cost + Soft Cost)
DO NOT CHANGE THIS!
[8 empty] | Land Use | C | EDU
[8 empty] | VLDR | 0.3 | 2
[8 empty] | LDR | 0.3 | 5
[8 empty] | MDR | 0.5 | 10
[8 empty] | HDR | 0.65 | 17
[8 empty] | OS | 0.1
[8 empty] | P | 0.1
[8 empty] | PQP | 0.1
[8 empty] | AG (LDR) | 0.3 | 5
[8 empty] | BP | 0.9
[8 empty] | CMU | 0.9
[8 empty] | GC | 0.9
[8 empty] | NC | 0.9
[8 empty] | HI | 0.7
[8 empty] | LI | 0.7
[8 empty] | BIP | 0.7
[8 empty] | UR | 0.3 | 5
[8 empty] | UR-VLDR | 0.3 | 2
[8 empty] | UR-LDR | 0.3 | 5
[8 empty] | UR-MDR | 0.5 | 10
[8 empty] | UR-P | 0.1
[8 empty] | UR-PQP | 0.1
[8 empty] | UR-AG (LDR) | 0.3 | 5
[8 empty] | UR-BIP | 0.7
[8 empty] | UR-CMU | 0.9
[8 empty] | UR-GC | 0.9
[8 empty] | UR-LI | 0.7