## Log
Stodm Ddain PFF Update (Vedsion Info)
Vedsion | No |  | Date
v6.0 | 1 | v5.0+Combine Zone 33, 34 and 35 | 2012-05-23
Vedsion | No |  | Date
v5.0 | 1 | Connect Woodwadd and Latedal X (50% - 50% Cost Shade with SSJID) | 2011-11-15
Vedsion | No |  | Date
v4.1 | 1 | Financing: Multiplied 0.518 to financing to follow "With Ausin" Option | 2011-03-09
Vedsion | No |  | Date
v4.0 | 1 | VLDd factod is changed fdom 85% to 25% | 2011-03-08
Vedsion | No |  | Date
v3.2b | 1 | Keep South Ddain Pump Station ($2.5M) | 2011-03-08
| 2 | Calculate only Shed D in Austin Pdoject fod fees
3
Vedsion | No |  | Date
v3.0 | 1 | devise South Pump Station: $2.5M (fdom $3M) | 2011-03-07
| 2 | Bella Vista 66" dCP Unit Pdice is changed fdom $550 to $250
| 3 | Austin dd 42" dCP Unit Pdice is changed fdom $400 to $200
Vedsion | No |  | Date
v2.0 | 1 | Woodwadd Pdoject - Apply the deal constduction cost on Stodm ($3.7M) | 2011-02-23
Vedsion | No |  | Date
v1.0 | 1 | Adea: Ud --> Applied 50% fidst then 85% | 2010-08-17
| 2 | Adea: Othed than Ud --> Applied 85%
| 3 | Show all impdovements in one sheet (FCOC, Ddain, New Pipes, PS, etc.)
| 4 | Summady of Zone, Land Use, Existing Fees, and Pdoposed Fees
| 5 | Add Austin Pump Station: $500k
| 6 | devise South Pump Station: $3M (fdom $4M)
| 7 | New Financing Equation = 1.2 x ( Constduction + Soft ) =30 yeads with 6%
| 8 | Zone 32A and 37&38 wede medged to Zone 32 and 35, despectively
| 9 | In summady, Udban desedve was hidden in the sheet
10

## PFF-Zones (Combined)
As of 5/29/2012
STOdM DdAIN ZONE | LAND USE | ACdES (A)* | C | (A) X (C) | Shade (%) AC / AnCn | Total ($) /Land Use | $/Acde | $/EDU | Dwelling Unit | Equivalent EDU | An | Cn | AnCn | Infdastductude Cost ($)
ZONE 30 | AG (LDR) | 1391.1418 | 0.3 | 417.3425 | 0.4763 | 472414.9368 | 339.5879 | 67.9176 | #N/A | #N/A | 2521.8076 | 0.34746 | 876.2236 | 991849.8031 |  |  |  | 3273.2749 | 0.5 | 0.85 | 0.425 | 1391.1418 | 0
| HI | 81.1976 | 0.7 | 56.8383 | 0.064867 | 64338.6941 | 792.3718 |  |  | #N/A |  |  |  | New Pipes | 0 | 254883.5485 |  | 95.5266 |  | 0.85 | 0.85 | 81.1976 | 0
| LDR | 376.7443 | 0.3 | 113.0233 | 0.12899 | 127937.81 | 339.5879 | 67.9176 | #N/A | #N/A |  |  |  | FCOC 1 | 174883.5485 |  |  | 443.2286 |  | 0.85 | 0.85 | 376.7443 | 0
| LI | 191.4718 | 0.7 | 134.0302 | 0.15296 | 151716.8217 | 792.3718 |  |  | 2628.9073 |  |  |  | Monitor Well | 80000 |  |  | 225.2609 |  | 0.85 | 0.85 | 191.4718 | 0
| P | 6.9663 | 0.1 | 0.69663 | 0.00079504 | 788.5622 | 113.196 |  |  | 0 |  |  |  | Soft (19%) | 48427.8742 |  |  | 8.1957 |  | 0.85 | 0.85 | 6.9663 | 0
| PQP | 37.2474 | 0.1 | 3.7247 | 0.0042509 | 4216.2583 | 113.196 |  |  | 37.2474 |  |  |  | Admin (2%) | 0 |  |  | 43.8205 |  | 0.85 | 0.85 | 37.2474 | 0
| UR-AG (LDR) | 361.9495 | 0.3 | 108.5849 | 0.12392 | 122913.674 | 339.5879 | 67.9176 | 1809.7475 | 1809.7475 |  |  |  | Liabilities | 500000 |  |  | 851.6459 | 0.5 | 0.85 | 0.425 | 361.9495 | 0
| UR-LI | 48.6408 | 0.7 | 34.0486 | 0.038858 | 38541.6167 | 792.3718 |  |  | 667.8385 |  |  |  | Financing** | 188538.3804 |  |  | 114.449 | 0.5 | 0.85 | 0.425 | 48.6408 | 0
| VLDR | 26.448 | 0.3 | 7.9344 | 0.0090552 | 8981.4293 | 339.5879 | 169.794 | 52.8961 | 66.1201 | [7 empty] | 105.7921 | 0.25 |  | 0.25 | 26.448 | 0
*UR factor= 50% X 85% |  |  |  |  | 1 | 991849.8031 |  |  |  | #N/A | [7 empty] | 5161.1942 |  |  |  | 2521.8076
*Others = 85%, VLDR = 25% |  | **Financing = 0.518 x 1.2 x (Construction Cost + Soft Cost)
ZONE 31 | AG (LDR) | 47.4396 | 0.3 | 14.2319 | 0.043472 | 123614.7672 | 2605.7316 | 521.1463 | 237.1978 | 237.1978 | 1043.0869 | 0.31385 | 327.3771 | 2843522.8007 |  |  |  | 111.6225 | 0.5 | 0.85 | 0.425 | 47.4396 | 0
| CMU | 15.4827 | 0.9 | 13.9345 | 0.042564 | 121031.6729 | 7817.1948 |  |  | 273.2705 |  |  |  | New Pipes | 1012300 | 1214446.7756 |  | 18.215 |  | 0.85 | 0.85 | 15.4827 | 0
| GC | 14.4691 | 0.9 | 13.0222 | 0.039777 | 113107.9688 | 7817.1948 |  |  | 255.3801 |  |  |  | FCOC 1 | 65340.4755 |  |  | 17.0225 |  | 0.85 | 0.85 | 14.4691 | 0
| LDR | 92.5357 | 0.3 | 27.7607 | 0.084797 | 241123.1326 | 2605.7316 | 521.1463 | 462.6784 | 462.6784 |  |  |  | FCOC 2 | 56806.3001 |  |  | 108.8655 |  | 0.85 | 0.85 | 92.5357 | 0
| OS | 12.5875 | 0.1 | 1.2587 | 0.0038449 | 10933.1981 | 868.5772 |  |  | 0 |  |  |  | Monitor Well | 80000 |  |  | 14.8088 |  | 0.85 | 0.85 | 12.5875 | 0
| P | 5.0023 | 0.1 | 0.50023 | 0.001528 | 4344.8403 | 868.5772 |  |  | 0 |  |  |  | Soft (19%) | 230744.8874 |  |  | 5.885 |  | 0.85 | 0.85 | 5.0023 | 0
| PQP | 95.6436 | 0.1 | 9.5644 | 0.029215 | 83073.8634 | 868.5772 |  |  | 95.6436 |  |  |  | Admin (2%) | 0 |  |  | 112.5219 |  | 0.85 | 0.85 | 95.6436 | 0
| UR | 144.863 | 0.3 | 43.4589 | 0.13275 | 377474.1882 | 2605.7316 | 521.1463 | 724.3152 | 724.3152 |  |  |  | Liabilities | 500000 |  |  | 340.8542 | 0.5 | 0.85 | 0.425 | 144.863 | 0
| UR-AG (LDR) | 108.5194 | 0.3 | 32.5558 | 0.099444 | 282772.4691 | 2605.7316 | 521.1463 | 542.5971 | 542.5971 |  |  |  | Financing | 898331.1377 |  |  | 255.3398 | 0.5 | 0.85 | 0.425 | 108.5194 | 0
| UR-CMU | 18.2995 | 0.9 | 16.4695 | 0.050308 | 143050.6 | 7817.1948 |  |  | 322.9858 | [7 empty] | 43.0576 | 0.5 | 0.85 | 0.425 | 18.2995 | 0
| UR-GC | 17.1847 | 0.9 | 15.4662 | 0.047243 | 134336.1867 | 7817.1948 |  |  | 303.31 | [7 empty] | 40.4346 | 0.5 | 0.85 | 0.425 | 17.1847 | 0
| UR-LDR | 287.1575 | 0.3 | 86.1472 | 0.26314 | 748255.2552 | 2605.7316 | 521.1463 | 1435.7873 | 1435.7873 | [7 empty] | 675.6646 | 0.5 | 0.85 | 0.425 | 287.1575 | 0
| UR-MDR | 8.3878 | 0.5 | 4.1939 | 0.012811 | 36427.4438 | 4342.886 | 434.2886 | 83.8784 | 78.0069 | [7 empty] | 19.7361 | 0.5 | 0.85 | 0.425 | 8.3878 | 0
| UR-P | 14.2552 | 0.1 | 1.4255 | 0.0043544 | 12381.7243 | 868.5772 |  |  | 0 | [7 empty] | 33.5416 | 0.5 | 0.85 | 0.425 | 14.2552 | 0
| UR-PQP | 4.9524 | 0.1 | 0.49524 | 0.0015128 | 4301.5765 | 868.5772 |  |  | 4.9524 | [7 empty] | 11.6528 | 0.5 | 0.85 | 0.425 | 4.9524 | 0
| UR-VLDR | 149.8516 | 0.3 | 44.9555 | 0.13732 | 390472.939 | 2605.7316 | 1302.8658 | 299.7031 | 749.2578 | [7 empty] | 352.5919 | 0.5 | 0.85 | 0.425 | 149.8516 | 0
| VLDR | 6.4554 | 0.3 | 1.9366 | 0.0059155 | 16820.9746 | 2605.7316 | 1302.8658 | 12.9108 | 32.2769 | [7 empty] | 25.8215 | 0.25 |  | 0.25 | 6.4554 | 0
[5 empty] | 1 | 2843522.8007 |  |  |  | 5517.6598 | [7 empty] | 2187.6359 |  |  |  | 1043.0869
ZONE 32 | CMU | 45.0928 | 0.9 | 40.5836 | 0.12226 | 213036.8802 | 4724.4059 |  |  | 795.8886 | 774.6795 | 0.42848 | 331.9339 | 1742434.068 |  |  |  | 53.0504 |  | 0.85 | 0.85 | 45.0928 | 0
| GC | 19.6005 | 0.9 | 17.6404 | 0.053144 | 92600.671 | 4724.4059 |  |  | 345.9486 |  |  |  | New Pipes | 0 | 643846.9672 |  | 23.0594 |  | 0.85 | 0.85 | 19.6005 | 0
| HDR | 33.853 | 0.65 | 22.0045 | 0.066292 | 115508.957 | 3412.0709 | 200.7101 | 575.5016 | 368.321 |  |  |  | FCOC 1 | 66249.9659 |  |  | 39.8271 |  | 0.85 | 0.85 | 33.853 | 0
| LDR | 362.1042 | 0.3 | 108.6312 | 0.32727 | 570242.3534 | 1574.802 | 314.9604 | 1810.5208 | 1810.5208 |  |  |  | FCOC 2 | 57597.0012 |  |  | 426.0049 |  | 0.85 | 0.85 | 362.1042 | 0
| LI | 117.2389 | 0.7 | 82.0672 | 0.24724 | 430798.7306 | 3674.5379 |  |  | 1609.6899 |  |  |  | Drain 3 | 400000 |  |  | 137.9281 |  | 0.85 | 0.85 | 117.2389 | 0
| MDR | 7.0485 | 0.5 | 3.5242 | 0.010617 | 18499.8681 | 2624.67 | 262.467 | 70.4845 | 65.5506 |  |  |  | Monitor Well | 120000 |  |  | 8.2923 |  | 0.85 | 0.85 | 7.0485 | 0
| NC | 9.2682 | 0.9 | 8.3414 | 0.02513 | 43786.8807 | 4724.4059 |  |  | 163.5843 |  |  |  | Soft (19%) | 122330.9238 |  |  | 10.9038 |  | 0.85 | 0.85 | 9.2682 | 0
| OS | 0.84371 | 0.1 | 0.084371 | 0.00025418 | 442.8921 | 524.934 |  |  | 0 |  |  |  | Admin (2%) | 0 |  |  | 0.9926 |  | 0.85 | 0.85 | 0.84371 | 0
| P | 22.4539 | 0.1 | 2.2454 | 0.0067646 | 11786.8363 | 524.934 |  |  | 0 |  |  |  | Liabilities | 500000 |  |  | 26.4164 |  | 0.85 | 0.85 | 22.4539 | 0
| UR | 101.0144 | 0.3 | 30.3043 | 0.091296 | 159077.7158 | 1574.802 | 314.9604 | 505.0721 | 505.0721 |  |  |  | Financing | 476256.177 |  |  | 237.681 | 0.5 | 0.85 | 0.425 | 101.0144 | 0
| UR-AG (LDR) | 20.2184 | 0.3 | 6.0655 | 0.018273 | 31839.9053 | 1574.802 | 314.9604 | 101.0918 | 101.0918 | [7 empty] | 47.5726 | 0.5 | 0.85 | 0.425 | 20.2184 | 0
| UR-LDR | 33.4531 | 0.3 | 10.0359 | 0.030235 | 52682.0236 | 1574.802 | 314.9604 | 167.2656 | 167.2656 | [7 empty] | 78.7132 | 0.5 | 0.85 | 0.425 | 33.4531 | 0
| UR-P | 1.7057 | 0.1 | 0.17057 | 0.00051385 | 895.355 | 524.934 |  |  | 0 | [7 empty] | 4.0133 | 0.5 | 0.85 | 0.425 | 1.7057 | 0
| VLDR | 0.78422 | 0.3 | 0.23527 | 0.00070878 | 1234.9991 | 1574.802 | 787.401 | 1.5684 | 3.9211 | [7 empty] | 3.1369 | 0.25 |  | 0.25 | 0.78422 | 0
[5 empty] | 1 | 1742434.068 |  |  |  | 5936.8545 | [7 empty] | 1097.592 |  |  |  | 774.6795 | 0
ZONE 33 | CMU | 0.70703 | 0.9 | 0.63633 | 0.0045143 | 3647.0544 | 5158.2739 |  |  | 12.4791 | 215.0736 | 0.65539 | 140.9574 | 807885.1536 |  |  |  | 0.8318 |  | 0.85 | 0.85 | 0.70703 | 0
| GC | 0.76024 | 0.9 | 0.68422 | 0.0048541 | 3921.5262 | 5158.2739 |  |  | 13.4182 |  |  |  | New Pipes | 0 | 159550.4563 |  | 0.8944 |  | 0.85 | 0.85 | 0.76024 | 0
| HI | 61.7807 | 0.7 | 43.2465 | 0.30681 | 247863.6821 | 4011.9908 |  |  | 848.2493 |  |  |  | FCOC 1 | 28133.3686 |  |  | 72.6832 |  | 0.85 | 0.85 | 61.7807 | 0
| LDR | 18.2747 | 0.3 | 5.4824 | 0.038894 | 31422.0469 | 1719.4246 | 343.8849 | 91.3737 | 91.3737 |  |  |  | FCOC 2 | 24458.8453 |  |  | 21.4997 |  | 0.85 | 0.85 | 18.2747 | 0
| LI | 118.4899 | 0.7 | 82.9429 | 0.58843 | 475380.4523 | 4011.9908 |  |  | 1626.8665 |  |  |  | FCOC 3 | 26958.2423 |  |  | 139.3999 |  | 0.85 | 0.85 | 118.4899 | 0
| MDR | 13.9748 | 0.5 | 6.9874 | 0.049571 | 40047.8357 | 2865.7077 | 286.5708 | 139.7485 | 129.9661 |  |  |  | Monitor Well | 80000 |  |  | 16.441 |  | 0.85 | 0.85 | 13.9748 | 0
| NC | 1.0861 | 0.9 | 0.97752 | 0.0069348 | 5602.5561 | 5158.2739 |  |  | 19.1702 |  |  |  | Soft (19%) | 30314.5867 |  |  | 1.2778 |  | 0.85 | 0.85 | 1.0861 | 0
[5 empty] | 1 | 807885.1536 |  |  |  | 2741.5232 |  |  |  | Admin (2%) | 0 |  |  | 253.0278 |  |  |  | 215.0736 | 0
[14 empty] | Liabilities | 500000
[14 empty] | Financing | 118020.1107
[18 empty] | 34 Only | [5 empty] | Combined
ZONE33+34+35 | BP | 0.85 | 0.9 | 0.765 | 0.0014521 | 4539.1937 | 5340.2278 |  |  | 15.0025 | 880.199 | 0.59851 | 526.8059 | 3125848.3859 |  |  |  | 1 |  | 0.85 | 0.85 | 0.85 | 0 | 0.85 | 0
| CMU | 74.7291 | 0.9 | 67.2562 | 0.12767 | 399070.4738 | 5340.2278 |  |  | 1318.9688 |  |  |  | New Pipes | 0 | 1360751.9008 |  | 33.6992 |  | 0.85 | 0.85 | 28.6443 | -46.0848 | 74.7291 | 0
| GC | 48.5091 | 0.9 | 43.6582 | 0.082873 | 259049.5129 | 5340.2278 |  |  | 856.1852 |  |  |  | FCOC 1 | 117141.19 |  |  | 17.532 |  | 0.85 | 0.85 | 14.9022 | -33.6069 | 48.5091 | 0
| HI | 83.9364 | 0.7 | 58.7555 | 0.11153 | 348630.7016 | 4153.5105 |  |  | 1152.4467 |  |  |  | FCOC 2 | 105501.8334 |  |  |  |  | 0.85 | 0.85 | 0 | -83.9364 | 83.9364 | 0
| HDR | 17.6258 | 0.65 | 11.4568 | 0.021748 | 67979.62 | 3856.8312 | 226.8724 | 299.6381 | 191.7684 |  |  |  | FCOC 3 | 121855.8115 |  |  | 20.7362 |  | 0.85 | 0.85 | 17.6258 | 0 | 17.6258 | 0
| LDR | 184.4755 | 0.3 | 55.3426 | 0.10505 | 328380.4004 | 1780.0759 | 356.0152 | 922.3775 | 922.3775 |  |  |  | FCOC 4 | 76253.0659 |  |  | 184.0932 |  | 0.85 | 0.85 | 156.4792 | -27.9963 | 184.4755 | 0
| LI | 325.7609 | 0.7 | 228.0326 | 0.43286 | 1353051.2703 | 4153.5105 |  |  | 4472.697 |  |  |  | Drain 5 | 700000 |  |  | 4.5486 |  | 0.85 | 0.85 | 3.8663 | -321.8946 | 325.7609 | 0
| MDR | 57.5593 | 0.5 | 28.7796 | 0.05463 | 170766.4831 | 2966.7932 | 296.6793 | 575.5928 | 535.3013 |  |  |  | Monitor Well | 240000 |  |  | 51.2758 |  | 0.85 | 0.85 | 43.5844 | -13.9748 | 57.5593 | 0
| NC | 30.1051 | 0.9 | 27.0946 | 0.051432 | 160768.2534 | 5340.2278 |  |  | 531.3555 |  |  |  | Soft (19%) | 258542.8611 |  |  | 23.2902 |  | 0.85 | 0.85 | 19.7967 | -10.3085 | 30.1051 | 0
| P | 12.0815 | 0.1 | 1.2081 | 0.0022933 | 7168.6477 | 593.3586 |  |  | 0 |  |  |  | Admin (2%) | 0 |  |  | 14.2135 |  | 0.85 | 0.85 | 12.0815 | 0 | 12.0815 | 0
| PQP | 44.5663 | 0.1 | 4.4566 | 0.0084597 | 26443.8292 | 593.3586 |  |  | 44.5663 |  |  |  | Liabilities | 500000 |  |  | 0.8327 |  | 0.85 | 0.85 | 0.70779 | -43.8586 | 44.5663 | 0
*UR factor= 50% X 85% |  |  |  |  | 1 | 3125848.3859 |  |  |  | 10040.6692 |  |  |  | Financing | 1006553.624 |  |  | 351.2214 |  |  |  | 298.5382 |  | 880.199 | 0
*Others = 85%, VLDR = 25% |  | **Financing = 0.518 x 1.2 x (Construction Cost + Soft Cost)
*Data in Zone 33 and 35 are still linked to the ones in Zone 33+34+35 | [22 empty] | 0
ZONE 35 | CMU | 45.3778 | 0.9 | 40.84 | 0.16745 | 191307.8273 | 4215.894 |  |  | 800.9175 | 366.5872 | 0.66532 | 243.8966 | 1142491.3687 |  |  |  | 53.3856 |  | 0.85 | 0.85 | 45.3778 | 0
| GC | 32.8466 | 0.9 | 29.562 | 0.12121 | 138477.9323 | 4215.894 |  |  | 579.7431 |  |  |  | New Pipes | 0 | 332948.1458 |  | 38.6431 |  | 0.85 | 0.85 | 32.8466 | 0
| HI | 22.1557 | 0.7 | 15.509 | 0.063588 | 72649.0939 | 3279.0287 |  |  | 304.1974 |  |  |  | FCOC 1 | 48678.7875 |  |  | 26.0655 |  | 0.85 | 0.85 | 22.1557 | 0
| LDR | 9.7215 | 0.3 | 2.9165 | 0.011958 | 13661.6538 | 1405.298 | 281.0596 | 48.6077 | 48.6077 |  |  |  | FCOC 2 | 42320.8095 |  |  | 11.4371 |  | 0.85 | 0.85 | 9.7215 | 0
| LI | 203.4047 | 0.7 | 142.3833 | 0.58379 | 666969.7154 | 3279.0287 |  |  | 2792.746 |  |  |  | FCOC 3 | 46645.4824 |  |  | 239.2996 |  | 0.85 | 0.85 | 203.4047 | 0
| NC | 9.2223 | 0.9 | 8.3001 | 0.034031 | 38880.366 | 4215.894 |  |  | 162.7741 |  |  |  | FCOC 4 | 35303.0664 |  |  | 10.8498 |  | 0.85 | 0.85 | 9.2223 | 0
| PQP | 43.8586 | 0.1 | 4.3859 | 0.017982 | 20544.78 | 468.4327 |  |  | 43.8586 |  |  |  | Monitor Well | 160000 |  |  | 51.5983 |  | 0.85 | 0.85 | 43.8586 | 0
[5 empty] | 1 | 1142491.3687 |  |  |  | 4732.8443 |  |  |  | Soft (19%) | 63260.1477 |  |  | 431.279 |  |  |  | 366.5872
[14 empty] | Admin (2%) | 0
[14 empty] | Liabilities | 500000
[14 empty] | Financing | 246283.0752
|  | Removed Acres from Austin Road Project + Shed D (3/8/2011) | [21 empty] | Zone 36 | Less Austin Road | Plus Shed D
ZONE 36 | AG (LDR) | 49.5006 | 0.3 | 14.8502 | 0.011331 | 169749.7128 | 3429.2485 | 685.8497 | 247.5028 | 247.5028 | 3306.3592 | 0.39637 | 1310.5501 | 14980673.4199 |  |  |  | 116.4719 | 0.5 | 0.85 | 0.425 | 49.5006 | 0 | 116.4719 |  |  | 116.4719
| CMU | 39.8206 | 0.9 | 35.8386 | 0.027346 | 409664.5077 | 10287.7455 |  |  | 702.8341 |  |  |  | New Pipes | 4664773.6746 | 7504090.4822 |  | 46.8478 |  | 0.85 | 0.85 | 39.8206 | 0 | 130.7478 | 83.9 |  | 46.8478
| GC | 77.1063 | 0.9 | 69.3957 | 0.052952 | 793250.0435 | 10287.7455 |  |  | 1360.9263 |  |  |  | FCOC 1 | 261569.8204 |  |  | 90.7133 |  | 0.85 | 0.85 | 77.1063 | 0 | 264.0133 | 173.3 |  | 90.7133
| HDR | 38.9652 | 0.65 | 25.3274 | 0.019326 | 289512.8591 | 7430.0384 | 437.0611 | 662.4082 | 423.9413 |  |  |  | FCOC 2 | 227405.9625 |  |  | 45.8414 |  | 0.85 | 0.85 | 38.9652 | 0 | 66.1414 | 46 | 25.7 | 45.8414
| HI | 247.1158 | 0.7 | 172.9811 | 0.13199 | 1977317.0049 | 8001.5798 |  |  | 3392.9003 |  |  |  | FCOC 3 | 250644.0911 |  |  | 290.7245 |  | 0.85 | 0.85 | 247.1158 | 0 | 537.7245 | 247 |  | 290.7245
| LDR | 1410.6439 | 0.3 | 423.1932 | 0.32291 | 4837448.3141 | 3429.2485 | 685.8497 | 7053.2193 | 7053.2193 |  |  |  | FCOC 4 | 189696.9336 |  |  | 1659.581 |  | 0.85 | 0.85 | 1410.6439 | 0 | 1932.381 | 330.4 | 57.6 | 1659.581
| LI | 3.3449 | 0.7 | 2.3414 | 0.0017866 | 26764.6445 | 8001.5798 |  |  | 45.9258 |  |  |  | Pump Stations* | 1750000 |  |  | 3.9352 |  | 0.85 | 0.85 | 3.3449 | 0 | 3.9352 |  |  | 3.9352
| MDR | 64.8422 | 0.5 | 32.4211 | 0.024739 | 370599.829 | 5715.4142 | 571.5414 | 648.4216 | 603.0321 |  |  |  | Monitor Well | 160000 |  |  | 76.2849 |  | 0.85 | 0.85 | 64.8422 | 0 | 96.1849 | 61.1 | 41.2 | 76.2849
| NC | 8.3643 | 0.9 | 7.5279 | 0.0057441 | 86050.2013 | 10287.7455 |  |  | 147.6306 |  |  |  | Soft (19%) | 1425777.1916 | *South Drain |  | 9.8404 |  | 0.85 | 0.85 | 8.3643 | 0 | 9.8404 |  |  | 9.8404
| P | 34.0424 | 0.1 | 3.4042 | 0.0025976 | 38913.3003 | 1143.0828 |  |  | 0 |  |  |  | Admin (2%) | 0 | + Austin Pump |  | 40.0499 |  | 0.85 | 0.85 | 34.0424 | 0 | 108.3499 | 68.3 |  | 40.0499
| PQP | 6.1572 | 0.1 | 0.61572 | 0.00046982 | 7038.2239 | 1143.0828 |  |  | 6.1572 |  |  |  | Liabilities | 500000 |  |  | 7.2438 |  | 0.85 | 0.85 | 6.1572 | 0 | 33.4438 | 26.2 |  | 7.2438
| UR | 480.4983 | 0.3 | 144.1495 | 0.10999 | 1647748.0256 | 3429.2485 | 685.8497 | 2402.4914 | 2402.4914 |  |  |  | Financing | 5550805.7461 |  |  | 1130.5842 | 0.5 | 0.85 | 0.425 | 480.4983 | 0 | 1130.5842 |  |  | 1130.5842
| UR-AG (LDR) | 195.1576 | 0.3 | 58.5473 | 0.044674 | 669243.8309 | 3429.2485 | 685.8497 | 975.7879 | 975.7879 |  |  |  | ZONE 36 |  |  |  | 459.1943 | 0.5 | 0.85 | 0.425 | 195.1576 | 0 | 459.1943 |  |  | 459.1943
| UR-BIP | 143.9461 | 0.7 | 100.7622 | 0.076885 | 1151795.8526 | 8001.5798 |  |  | 1976.3793 | [7 empty] | 338.6966 | 0.5 | 0.85 | 0.425 | 143.9461 | 0 | 338.6966 |  |  | 338.6966
| UR-CMU | 116.142 | 0.9 | 104.5278 | 0.079759 | 1194839.1468 | 10287.7455 |  |  | 2049.906 | [7 empty] | 273.2753 | 0.5 | 0.85 | 0.425 | 116.142 | 0 | 273.2753 |  |  | 273.2753
| UR-LDR | 204.6197 | 0.3 | 61.3859 | 0.04684 | 701691.9204 | 3429.2485 | 685.8497 | 1023.0987 | 1023.0987 | [7 empty] | 481.4582 | 0.5 | 0.85 | 0.425 | 204.6197 | 0 | 481.4582 |  |  | 481.4582
| UR-P | 12.7332 | 0.1 | 1.2733 | 0.00097159 | 14555.1166 | 1143.0828 |  |  | 0 | [7 empty] | 29.9605 | 0.5 | 0.85 | 0.425 | 12.7332 | 0 | 29.9605 |  |  | 29.9605
| UR-VLDR | 42.1697 | 0.3 | 12.6509 | 0.0096531 | 144610.3464 | 3429.2485 | 1714.6243 | 84.3394 | 210.8485 | [7 empty] | 99.2228 | 0.5 | 0.85 | 0.425 | 42.1697 | 0 | 99.2228 |  |  | 99.2228
| VLDR | 131.1892 | 0.3 | 39.3568 | 0.030031 | 449880.5395 | 3429.2485 | 1714.6243 | 262.3785 | 655.9462 | [7 empty] | 524.757 |  | 0.25 | 0.25 | 131.1892 | 0 | 524.757 |  |  | 524.757
Austin Shed D |  |  |  |  | 1 | 14980673.4199 |  |  |  | 23278.5277 | [7 empty] | 5724.683 |  |  |  | 3306.3592 |  | 6636.383 | 1036.2 | 124.5
Trails of Manteca
ZONE 39 | AG (LDR) | 81.3582 | 0.3 | 24.4075 | 0.045829 | 155568.8832 | 1912.1481 | 382.4296 | 406.7909 | 406.7909 | 1416.324 | 0.37603 | 532.5774 | 3394556 |  |  |  | 191.431 | 0.5 | 0.85 | 0.425 | 81.3582 | 0
| BIP | 152.9866 | 0.7 | 107.0906 | 0.20108 | 682576.9667 | 4461.679 |  |  | 2100.5056 |  |  |  | New Pipes | 0 | 1500000 |  | 179.9842 |  | 0.85 | 0.85 | 152.9866 | 0
| CMU | 19.8948 | 0.9 | 17.9053 | 0.03362 | 114125.1852 | 5736.4444 |  |  | 351.1425 |  |  |  | Pump Station | 1500000 |  |  | 23.4056 |  | 0.85 | 0.85 | 19.8948 | 0
| GC | 88.1386 | 0.9 | 79.3248 | 0.14895 | 505602.3244 | 5736.4444 |  |  | 1555.6467 |  |  |  | Monitor Well | 0 |  |  | 103.6925 |  | 0.85 | 0.85 | 88.1386 | 0
| HDR | 17.7239 | 0.65 | 11.5205 | 0.021632 | 73429.733 | 4142.9876 | 243.7052 | 301.3056 | 192.8356 |  |  |  | Soft (19%) | 285000 |  |  | 20.8516 |  | 0.85 | 0.85 | 17.7239 | 0
| LDR | 464.7242 | 0.3 | 139.4172 | 0.26178 | 888621.43 | 1912.1481 | 382.4296 | 2323.6208 | 2323.6208 |  |  |  | Admin (2%) | 0 |  |  | 546.7343 |  | 0.85 | 0.85 | 464.7242 | 0
| MDR | 56.4404 | 0.5 | 28.2202 | 0.052988 | 179870.7564 | 3186.9136 | 318.6914 | 564.4042 | 524.896 |  |  |  | Liabilities | 500000 |  |  | 66.4005 |  | 0.85 | 0.85 | 56.4404 | 0
| OS | 364.6144 | 0.1 | 36.4614 | 0.068462 | 232398.9064 | 637.3827 |  |  | 0 |  |  |  | Financing | 1109556 |  |  | 428.9581 |  | 0.85 | 0.85 | 364.6144 | 0
| UR-BIP | 29.7511 | 0.7 | 20.8257 | 0.039104 | 132739.6908 | 4461.679 |  |  | 408.4821 | [7 empty] | 70.0025 | 0.5 | 0.85 | 0.425 | 29.7511 | 0
| UR-CMU | 41.9942 | 0.9 | 37.7948 | 0.070966 | 240897.2085 | 5736.4444 |  |  | 741.1971 | [7 empty] | 98.8098 | 0.5 | 0.85 | 0.425 | 41.9942 | 0
| UR-LDR | 61.8455 | 0.3 | 18.5536 | 0.034837 | 118257.7389 | 1912.1481 | 382.4296 | 309.2274 | 309.2274 | [7 empty] | 145.5188 | 0.5 | 0.85 | 0.425 | 61.8455 | 0
| UR-VLDR | 36.8524 | 0.3 | 11.0557 | 0.020759 | 70467.1765 | 1912.1481 | 956.0741 | 73.7047 | 184.2618 | [7 empty] | 294.8189 | 0.5 | 0.25 | 0.125 | 36.8524 | 0
TOTAL AREA (AC) |  | 10524.1171 |  |  | 1 | 3394556 |  |  |  | 9098.6065 | [5 empty] | 11470518.2763 |  | 2170.6078 |  |  |  | 1416.324 | 0
[9 empty] | Tot EDU | #N/A |  |  |  | DO NOT CHANGE THIS!
[14 empty] | Land Use | C | EDU | EDU Factor | Per Acre
|  |  |  | Double Check | [9 empty] | VLDR | 0.3 | 2 | 2.5
|  |  |  | FCOC 1 | 761997.1565 | No Good! | [7 empty] | LDR | 0.3 | 5 | 1
|  |  |  | FCOC 2 | 530444.7301 | No Good! | [7 empty] | MDR | 0.5 | 10 | 0.93
|  |  |  | FCOC 3 | 400500.8817 | No Good! | [7 empty] | HDR | 0.65 | 17 | 0.64
|  |  |  | FCOC 4 | 225000 | Good! Matched! | [7 empty] | OS | 0.1 |  | 0
[14 empty] | P | 0.1 |  | 0
[14 empty] | PQP | 0.1 |  | 1
[14 empty] | AG (LDR) | 0.3 | 5 | 1
[14 empty] | BP | 0.9 |  | 17.65
[14 empty] | CMU | 0.9 |  | 17.65
[14 empty] | GC | 0.9 |  | 17.65
[14 empty] | NC | 0.9 |  | 17.65
[14 empty] | HI | 0.7 |  | 13.73
[14 empty] | LI | 0.7 |  | 13.73
cost Summary | [13 empty] | BIP | 0.7 |  | 13.73
Zone 30 | 254883.5485 | 876.2236 | [11 empty] | UR | 0.3 | 5 | 1
Zone 31 | 1214446.7756 | 327.3771 | [11 empty] | UR-VLDR | 0.3 | 2 | 2.5
Zone 32 | 643846.9672 | 331.9339 | [11 empty] | UR-LDR | 0.3 | 5 | 1
Zone 33 | 1360751.9008 | 526.8059 | [11 empty] | UR-MDR | 0.5 | 10 | 0.93
Zone 34 | [13 empty] | UR-P | 0.1 |  | 0
Zone 35 | [13 empty] | UR-PQP | 0.1 |  | 1
Zone 36 | 7504090.4822 | 1310.5501 | [11 empty] | UR-AG (LDR) | 0.3 | 5 | 1
Zone 39 | 1500000 | 532.5774 | [11 empty] | UR-BIP | 0.7 |  | 13.73
| 12478019.6743 | 3905.468 | [11 empty] | UR-CMU | 0.9 |  | 17.65
[14 empty] | UR-GC | 0.9 |  | 17.65
[14 empty] | UR-LI | 0.7 |  | 13.73

## PFF-Zones
As of 11/15/2011
STORM DRAIN ZONE | LAND USE | ACRES (A)* | C | (A) X (C) | Share (%) AC / AnCn | Total ($) /Land Use | $/Acre | $/EDU | Dwelling Unit | Equivalent EDU | An | Cn | AnCn | Infrastructure Cost ($)
ZONE 30 | AG (LDR) | 1391.1418 | 0.3 | 417.3425 | 0.4763 | 490755.4318 | 352.7717 | 70.5543 | 6955.7092 | 6955.7092 | 2521.8076 | 0.34746 | 876.2236 | 1030356.241 |  |  | 876.2236
| HI | 81.1976 | 0.7 | 56.8383 | 0.064867 | 66836.5057 | 823.1339 |  |  | 1114.8432 |  |  |  | New Pipes | 0 | 274838.1311
| LDR | 376.7443 | 0.3 | 113.0233 | 0.12899 | 132904.7206 | 352.7717 | 70.5543 | 1883.7215 | 1883.7215 |  |  |  | FCOC 1 | 194838.1311
| LI | 191.4718 | 0.7 | 134.0302 | 0.15296 | 157606.9014 | 823.1339 |  |  | 2628.9073 |  |  |  | Monitor Well | 80000
| P | 6.9663 | 0.1 | 0.69663 | 0.00079504 | 819.1764 | 117.5906 |  |  | 0 |  |  |  | Soft (19%) | 52219.2449
| PQP | 37.2474 | 0.1 | 3.7247 | 0.0042509 | 4379.9455 | 117.5906 |  |  | 37.2474 |  |  |  | Admin (2%) | 0
| UR-AG (LDR) | 361.9495 | 0.3 | 108.5849 | 0.12392 | 127685.5334 | 352.7717 | 70.5543 | 1809.7475 | 1809.7475 |  |  |  | Liabilities | 500000
| UR-LI | 48.6408 | 0.7 | 34.0486 | 0.038858 | 40037.9122 | 823.1339 |  |  | 667.8385 |  |  |  | Financing** | 203298.8649
| VLDR | 26.448 | 0.3 | 7.9344 | 0.0090552 | 9330.114 | 352.7717 | 176.3858 | 52.8961 | 66.1201
*UR factor= 50% X 85% |  |  |  |  | 1 | 1030356.241 |  |  |  | 15164.1348
*Others = 85%, VLDR = 25% |  | **Financing = 0.518 x 1.2 x (Construction Cost + Soft Cost)
ZONE 31 | AG (LDR) | 47.4396 | 0.3 | 14.2319 | 0.043472 | 124974.7745 | 2634.3998 | 526.88 | 237.1978 | 237.1978 | 1043.0869 | 0.31385 | 327.3771 | 2874807.1854
| CMU | 15.4827 | 0.9 | 13.9345 | 0.042564 | 122363.2611 | 7903.1994 |  |  | 273.2705 |  |  |  | New Pipes | 1012300 | 1230658.7878
| GC | 14.4691 | 0.9 | 13.0222 | 0.039777 | 114352.3805 | 7903.1994 |  |  | 255.3801 |  |  |  | FCOC 1 | 72795.9619 |  | error - missing Connect DR3A to Lat Rga (48" & 2,000')
| LDR | 92.5357 | 0.3 | 27.7607 | 0.084797 | 243775.9648 | 2634.3998 | 526.88 | 462.6784 | 462.6784 |  |  |  | FCOC 2 | 65562.8259 |  | 300000
| OS | 12.5875 | 0.1 | 1.2587 | 0.0038449 | 11053.485 | 878.1333 |  |  | 0 |  |  |  | Monitor Well | 80000
| P | 5.0023 | 0.1 | 0.50023 | 0.001528 | 4392.6422 | 878.1333 |  |  | 0 |  |  |  | Soft (19%) | 233825.1697
| PQP | 95.6436 | 0.1 | 9.5644 | 0.029215 | 83987.8405 | 878.1333 |  |  | 95.6436 |  |  |  | Admin (2%) | 0
| UR | 144.863 | 0.3 | 43.4589 | 0.13275 | 381627.1522 | 2634.3998 | 526.88 | 724.3152 | 724.3152 |  |  |  | Liabilities | 500000
| UR-AG (LDR) | 108.5194 | 0.3 | 32.5558 | 0.099444 | 285883.5265 | 2634.3998 | 526.88 | 542.5971 | 542.5971 |  |  |  | Financing | 910323.228
| UR-CMU | 18.2995 | 0.9 | 16.4695 | 0.050308 | 144624.44 | 7903.1994 |  |  | 322.9858
| UR-GC | 17.1847 | 0.9 | 15.4662 | 0.047243 | 135814.1509 | 7903.1994 |  |  | 303.31
| UR-LDR | 287.1575 | 0.3 | 86.1472 | 0.26314 | 756487.5455 | 2634.3998 | 526.88 | 1435.7873 | 1435.7873
| UR-MDR | 8.3878 | 0.5 | 4.1939 | 0.012811 | 36828.2178 | 4390.6664 | 439.0666 | 83.8784 | 78.0069
| UR-P | 14.2552 | 0.1 | 1.4255 | 0.0043544 | 12517.9478 | 878.1333 |  |  | 0
| UR-PQP | 4.9524 | 0.1 | 0.49524 | 0.0015128 | 4348.9023 | 878.1333 |  |  | 4.9524
| UR-VLDR | 149.8516 | 0.3 | 44.9555 | 0.13732 | 394768.9149 | 2634.3998 | 1317.1999 | 299.7031 | 749.2578
| VLDR | 6.4554 | 0.3 | 1.9366 | 0.0059155 | 17006.0387 | 2634.3998 | 1317.1999 | 12.9108 | 32.2769
[5 empty] | 1 | 2874807.1854 |  |  |  | 5517.6598
ZONE 32 | CMU | 45.0928 | 0.9 | 40.5836 | 0.12226 | 216915.0732 | 4810.4105 |  |  | 795.8886 | 774.6795 | 0.42848 | 331.9339 | 1774153.9078
| GC | 19.6005 | 0.9 | 17.6404 | 0.053144 | 94286.4039 | 4810.4105 |  |  | 345.9486 |  |  |  | New Pipes | 0 | 660284.6384
| HDR | 33.853 | 0.65 | 22.0045 | 0.066292 | 117611.7198 | 3474.1854 | 204.3638 | 575.5016 | 368.321 |  |  |  | FCOC 1 | 73809.2271
| LDR | 362.1042 | 0.3 | 108.6312 | 0.32727 | 580623.2318 | 1603.4702 | 320.694 | 1810.5208 | 1810.5208 |  |  |  | FCOC 2 | 66475.4113
| LI | 117.2389 | 0.7 | 82.0672 | 0.24724 | 438641.1316 | 3741.4304 |  |  | 1609.6899 |  |  |  | Drain 3 | 400000
| MDR | 7.0485 | 0.5 | 3.5242 | 0.010617 | 18836.6457 | 2672.4503 | 267.245 | 70.4845 | 65.5506 |  |  |  | Monitor Well | 120000
| NC | 9.2682 | 0.9 | 8.3414 | 0.02513 | 44583.9914 | 4810.4105 |  |  | 163.5843 |  |  |  | Soft (19%) | 125454.0813
| OS | 0.84371 | 0.1 | 0.084371 | 0.00025418 | 450.9546 | 534.4901 |  |  | 0 |  |  |  | Admin (2%) | 0
| P | 22.4539 | 0.1 | 2.2454 | 0.0067646 | 12001.4078 | 534.4901 |  |  | 0 |  |  |  | Liabilities | 500000
| UR | 101.0144 | 0.3 | 30.3043 | 0.091296 | 161973.6186 | 1603.4702 | 320.694 | 505.0721 | 505.0721 |  |  |  | Financing | 488415.1882
| UR-AG (LDR) | 20.2184 | 0.3 | 6.0655 | 0.018273 | 32419.5294 | 1603.4702 | 320.694 | 101.0918 | 101.0918
| UR-LDR | 33.4531 | 0.3 | 10.0359 | 0.030235 | 53641.0644 | 1603.4702 | 320.694 | 167.2656 | 167.2656
| UR-P | 1.7057 | 0.1 | 0.17057 | 0.00051385 | 911.6543 | 534.4901 |  |  | 0
| VLDR | 0.78422 | 0.3 | 0.23527 | 0.00070878 | 1257.4814 | 1603.4702 | 801.7351 | 1.5684 | 3.9211
[5 empty] | 1 | 1774153.9078 |  |  |  | 5936.8545
ZONE 33 | CMU | 0.70703 | 0.9 | 0.63633 | 0.0045143 | 3757.0523 | 5313.8514 |  |  | 12.4791 | 215.0736 | 0.65539 | 140.9574 | 832251.5841
| GC | 0.76024 | 0.9 | 0.68422 | 0.0048541 | 4039.8024 | 5313.8514 |  |  | 13.4182 |  |  |  | New Pipes | 0 | 172177.4863
| HI | 61.7807 | 0.7 | 43.2465 | 0.30681 | 255339.4392 | 4132.9955 |  |  | 848.2493 |  |  |  | FCOC 1 | 31343.4455
| LDR | 18.2747 | 0.3 | 5.4824 | 0.038894 | 32369.7597 | 1771.2838 | 354.2568 | 91.3737 | 91.3737 |  |  |  | FCOC 2 | 28229.1051
| LI | 118.4899 | 0.7 | 82.9429 | 0.58843 | 489718.2882 | 4132.9955 |  |  | 1626.8665 |  |  |  | FCOC 3 | 32604.9358
| MDR | 13.9748 | 0.5 | 6.9874 | 0.049571 | 41255.7089 | 2952.1397 | 295.214 | 139.7485 | 129.9661 |  |  |  | Monitor Well | 80000
| NC | 1.0861 | 0.9 | 0.97752 | 0.0069348 | 5771.5334 | 5313.8514 |  |  | 19.1702 |  |  |  | Soft (19%) | 32713.7224 | 12.3%
[5 empty] | 1 | 832251.5841 |  |  |  | 2741.5232 |  |  |  | Admin (2%) | 0 | of Zone
[14 empty] | Liabilities | 500000 | 33, 34 & 35
[14 empty] | Financing | 127360.3753
ZONE 34 | BP | 0.85 | 0.9 | 0.765 | 0.0053891 | 11771.5124 | 13848.8381 |  |  | 15.0025 | 298.5382 | 0.47549 | 141.9519 | 2184299.4699
| CMU | 28.6443 | 0.9 | 25.7799 | 0.18161 | 396690.5497 | 13848.8381 |  |  | 505.5722 |  |  |  | New Pipes | 0 | 872827.8896
| GC | 14.9022 | 0.9 | 13.412 | 0.094483 | 206378.1549 | 13848.8381 |  |  | 263.0238 |  |  |  | FCOC 1 | 31564.6045
| HDR | 17.6258 | 0.65 | 11.4568 | 0.080709 | 176291.8696 | 10001.9386 | 588.3493 | 299.6381 | 191.7684 |  |  |  | FCOC 2 | 28428.2893
| LDR | 156.4792 | 0.3 | 46.9438 | 0.3307 | 722351.7938 | 4616.2794 | 923.2559 | 782.3961 | 782.3961 |  |  |  | FCOC 3 | 32834.9959
| LI | 3.8663 | 0.7 | 2.7064 | 0.019066 | 41645.2565 | 10771.3185 |  |  | 53.0844 |  |  |  | Drain 5 | 700000
| MDR | 43.5844 | 0.5 | 21.7922 | 0.15352 | 335329.8412 | 7693.7989 | 769.3799 | 435.8443 | 405.3352 |  |  |  | Monitor Well | 80000
| NC | 19.7967 | 0.9 | 17.817 | 0.12551 | 274160.8775 | 13848.8381 |  |  | 349.4112 |  |  |  | Soft (19%) | 165837.299 | 62.35%
| P | 12.0815 | 0.1 | 1.2081 | 0.008511 | 18590.4879 | 1538.7598 |  |  | 0 |  |  |  | Admin (2%) | 0 | of Zone
| PQP | 0.70779 | 0.1 | 0.070779 | 0.00049862 | 1089.1265 | 1538.7598 |  |  | 0.70779 |  |  |  | Liabilities | 500000 | 33, 34 & 35
[5 empty] | 1 | 2184299.4699 |  |  |  | 2566.3017 |  |  |  | Financing | 645634.2813
ZONE 35 | CMU | 45.3778 | 0.9 | 40.84 | 0.16745 | 198367.5841 | 4371.4715 |  |  | 800.9175 | 366.5872 | 0.66532 | 243.8966 | 1184652.274
| GC | 32.8466 | 0.9 | 29.562 | 0.12121 | 143588.1285 | 4371.4715 |  |  | 579.7431 |  |  |  | New Pipes | 0 | 354796.5253
| HI | 22.1557 | 0.7 | 15.509 | 0.063588 | 75330.0346 | 3400.0334 |  |  | 304.1974 |  |  |  | FCOC 1 | 54233.1401
| LDR | 9.7215 | 0.3 | 2.9165 | 0.011958 | 14165.8044 | 1457.1572 | 291.4314 | 48.6077 | 48.6077 |  |  |  | FCOC 2 | 48844.439
| LI | 203.4047 | 0.7 | 142.3833 | 0.58379 | 691582.6339 | 3400.0334 |  |  | 2792.746 |  |  |  | FCOC 3 | 56415.8798
| NC | 9.2223 | 0.9 | 8.3001 | 0.034031 | 40315.1527 | 4371.4715 |  |  | 162.7741 |  |  |  | FCOC 4 | 35303.0664
| PQP | 43.8586 | 0.1 | 4.3859 | 0.017982 | 21302.9359 | 485.7191 |  |  | 43.8586 |  |  |  | Monitor Well | 160000
[5 empty] | 1 | 1184652.274 |  |  |  | 4732.8443 |  |  |  | Soft (19%) | 67411.3398 | 25.35%
[14 empty] | Admin (2%) | 0 | of Zone
[14 empty] | Liabilities | 500000 | 33, 34 & 35
[14 empty] | Financing | 262444.4089
Removed Acres from Austin Road Project + Shed D (3/8/2011)
ZONE 36 | AG (LDR) | 49.5006 | 0.3 | 14.8502 | 0.011331 | 161383.7934 | 3260.2419 | 652.0484 | 247.5028 | 247.5028 | 3306.3592 | 0.39637 | 1310.5501 | 14242368.1559
| CMU | 39.8206 | 0.9 | 35.8386 | 0.027346 | 389474.6635 | 9780.7258 |  |  | 702.8341 |  |  |  | New Pipes | 4164773.6746 | 7121490.2161 | error - Austin Road Pump Station Double Counted
| GC | 77.1063 | 0.9 | 69.3957 | 0.052952 | 754155.6272 | 9780.7258 |  |  | 1360.9263 |  |  |  | FCOC 1 | 291415.4899
| HDR | 38.9652 | 0.65 | 25.3274 | 0.019326 | 275244.5507 | 7063.8575 | 415.521 | 662.4082 | 423.9413 |  |  |  | FCOC 2 | 262459.9294
| HI | 247.1158 | 0.7 | 172.9811 | 0.13199 | 1879867.2099 | 7607.2312 |  |  | 3392.9003 |  |  |  | FCOC 3 | 303144.1885 |  | error - missing Two Junction Boxes at Woodward-Ya $150k
| LDR | 1410.6439 | 0.3 | 423.1932 | 0.32291 | 4599040.2363 | 3260.2419 | 652.0484 | 7053.2193 | 7053.2193 |  |  |  | FCOC 4 | 189696.9336 |  | 7271490.2161
| LI | 3.3449 | 0.7 | 2.3414 | 0.0017866 | 25445.5797 | 7607.2312 |  |  | 45.9258 |  |  |  | Pump Stations* | 1750000
| MDR | 64.8422 | 0.5 | 32.4211 | 0.024739 | 352335.2426 | 5433.7366 | 543.3737 | 648.4216 | 603.0321 |  |  |  | Monitor Well | 160000
| NC | 8.3643 | 0.9 | 7.5279 | 0.0057441 | 81809.3161 | 9780.7258 |  |  | 147.6306 |  |  |  | Soft (19%) | 1353083.1411 | *South Drain
| P | 34.0424 | 0.1 | 3.4042 | 0.0025976 | 36995.503 | 1086.7473 |  |  | 0 |  |  |  | Admin (2%) | 0 | + Austin Pump
| PQP | 6.1572 | 0.1 | 0.61572 | 0.00046982 | 6691.3532 | 1086.7473 |  |  | 6.1572 |  |  |  | Liabilities | 500000
| UR | 480.4983 | 0.3 | 144.1495 | 0.10999 | 1566540.6589 | 3260.2419 | 652.0484 | 2402.4914 | 2402.4914 |  |  |  | Financing | 5267794.7988
| UR-AG (LDR) | 195.1576 | 0.3 | 58.5473 | 0.044674 | 636260.9183 | 3260.2419 | 652.0484 | 975.7879 | 975.7879 |  |  |  | ZONE 36
| UR-BIP | 143.9461 | 0.7 | 100.7622 | 0.076885 | 1095030.9184 | 7607.2312 |  |  | 1976.3793
| UR-CMU | 116.142 | 0.9 | 104.5278 | 0.079759 | 1135952.8733 | 9780.7258 |  |  | 2049.906
| UR-LDR | 204.6197 | 0.3 | 61.3859 | 0.04684 | 667109.8409 | 3260.2419 | 652.0484 | 1023.0987 | 1023.0987
| UR-P | 12.7332 | 0.1 | 1.2733 | 0.00097159 | 13837.7845 | 1086.7473 |  |  | 0
| UR-VLDR | 42.1697 | 0.3 | 12.6509 | 0.0096531 | 137483.3918 | 3260.2419 | 1630.121 | 84.3394 | 210.8485
| VLDR | 131.1892 | 0.3 | 39.3568 | 0.030031 | 427708.6944 | 3260.2419 | 1630.121 | 262.3785 | 655.9462
Austin Shed D |  |  |  |  | 1 | 14242368.1559 |  |  |  | 23278.5277
Trails of Manteca
ZONE 39 | AG (LDR) | 81.3582 | 0.3 | 24.4075 | 0.045829 | 155568.8832 | 1912.1481 | 382.4296 | 406.7909 | 406.7909 | 1416.324 | 0.37603 | 532.5774 | 3394556
| BIP | 152.9866 | 0.7 | 107.0906 | 0.20108 | 682576.9667 | 4461.679 |  |  | 2100.5056 |  |  |  | New Pipes | 0 | 1500000
| CMU | 19.8948 | 0.9 | 17.9053 | 0.03362 | 114125.1852 | 5736.4444 |  |  | 351.1425 |  |  |  | Pump Station | 1500000 |  | error - missing monitor well $40k
| GC | 88.1386 | 0.9 | 79.3248 | 0.14895 | 505602.3244 | 5736.4444 |  |  | 1555.6467 |  |  |  | Monitor Well | 0
| HDR | 17.7239 | 0.65 | 11.5205 | 0.021632 | 73429.733 | 4142.9876 | 243.7052 | 301.3056 | 192.8356 |  |  |  | Soft (19%) | 285000
| LDR | 464.7242 | 0.3 | 139.4172 | 0.26178 | 888621.43 | 1912.1481 | 382.4296 | 2323.6208 | 2323.6208 |  |  |  | Admin (2%) | 0
| MDR | 56.4404 | 0.5 | 28.2202 | 0.052988 | 179870.7564 | 3186.9136 | 318.6914 | 564.4042 | 524.896 |  |  |  | Liabilities | 500000
| OS | 364.6144 | 0.1 | 36.4614 | 0.068462 | 232398.9064 | 637.3827 |  |  | 0 |  |  |  | Financing | 1109556
| UR-BIP | 29.7511 | 0.7 | 20.8257 | 0.039104 | 132739.6908 | 4461.679 |  |  | 408.4821
| UR-CMU | 41.9942 | 0.9 | 37.7948 | 0.070966 | 240897.2085 | 5736.4444 |  |  | 741.1971
| UR-LDR | 61.8455 | 0.3 | 18.5536 | 0.034837 | 118257.7389 | 1912.1481 | 382.4296 | 309.2274 | 309.2274
| UR-VLDR | 36.8524 | 0.3 | 11.0557 | 0.020759 | 70467.1765 | 1912.1481 | 956.0741 | 73.7047 | 184.2618
TOTAL AREA (AC) |  | 9942.4563 |  |  | 1 | 3394556 |  |  |  | 9098.6065 | [5 empty] | 10687073.6746
[9 empty] | Tot EDU | 69036.4524 |  |  |  | DO NOT CHANGE THIS!
[14 empty] | Land Use | C | EDU | EDU Factor
|  |  |  | Double Check | [9 empty] | VLDR | 0.3 | 2 | 2.5
|  |  |  | FCOC 1 | 750000 | Good! Matched! | [7 empty] | LDR | 0.3 | 5 | 1
|  |  |  | FCOC 2 | 500000 | Good! Matched! | [7 empty] | MDR | 0.5 | 10 | 0.93
|  |  |  | FCOC 3 | 425000 | Good! Matched! | [7 empty] | HDR | 0.65 | 17 | 0.64
|  |  |  | FCOC 4 | 225000 | Good! Matched! | [7 empty] | OS | 0.1 |  | 0
[14 empty] | P | 0.1 |  | 0
[14 empty] | PQP | 0.1 |  | 1
Cost Summary | PFF Zones | PFF Zones Combined |  |  | PFF Zones | PFF Zones Combined | [7 empty] | AG (LDR) | 0.3 | 5 | 1
Zone 30 | 274838.1311 | 254883.5485 |  | -19954.5826 | 876.2236 | 876.2236 | 0 | [6 empty] | BP | 0.9 |  | 17.65
Zone 31 | 1230658.7878 | 1214446.7756 |  | -16212.0121 | 327.3771 | 327.3771 | 0 | [6 empty] | CMU | 0.9 |  | 17.65
Zone 32 | 660284.6384 | 643846.9672 |  | -16437.6712 | 331.9339 | 331.9339 | 0 | [6 empty] | GC | 0.9 |  | 17.65
Zone 33 | 172177.4863 | 1360751.9008 |  | 1188574.4144 | 140.9574 | 526.8059 | 0 | [6 empty] | NC | 0.9 |  | 17.65
Zone 34 | 872827.8896 | 0 |  | -872827.8896 | 141.9519 | 0 | [7 empty] | HI | 0.7 |  | 13.73
Zone 35 | 354796.5253 | 0 |  | -354796.5253 | 243.8966 | 0 | [7 empty] | LI | 0.7 |  | 13.73
Zone 36 | 7121490.2161 | 7504090.4822 |  | 382600.2661 | 1310.5501 | 1310.5501 | 0 | [6 empty] | BIP | 0.7 |  | 13.73
Zone 39 | 1500000 | 1500000 |  | 0 | 532.5774 | 532.5774 | 0 | [6 empty] | UR | 0.3 | 5 | 1
| 12187073.6746 | 12478019.6743 |  |  | 3905.468 | [8 empty] | UR-VLDR | 0.3 | 2 | 2.5
| 490000 | [12 empty] | UR-LDR | 0.3 | 5 | 1
| 12677073.6746 | [12 empty] | UR-MDR | 0.5 | 10 | 0.93
[14 empty] | UR-P | 0.1 |  | 0
[14 empty] | UR-PQP | 0.1 |  | 1
[14 empty] | UR-AG (LDR) | 0.3 | 5 | 1
[14 empty] | UR-BIP | 0.7 |  | 13.73
[14 empty] | UR-CMU | 0.9 |  | 17.65
[14 empty] | UR-GC | 0.9 |  | 17.65
[14 empty] | UR-LI | 0.7 |  | 13.73

## 1. Storm Drainage Fee Calc Sum
Table 1 | [8 empty] | Internal
City of Manteca | [8 empty] | Working Draft - v9
PFF Storm Drainage Collection Fee | [8 empty] | 2013-01-17
Storm Drainage Fee Calculation Summary
| Zone 30 | Zone 31+32 | Zone 32 | Zone 33+34+35 | Zone 36 | Zone 39 | XXXXX
| Cost | Cost | Cost | Cost | Cost | Cost | Cost |  | Source/
Description | Estimate | Estimate | Estimate | Estimate | Estimate | Estimate | Estimate | Totals | Notes
PROJECT CONSTRUCTION COSTS
Capital Improvements Plan
Current Projects | 0 | 0 | 0 | 0 | 0 | 0 | 0 | 0
Future Projects | 348983.9956 | 2219860.1288 | 0 | 1465928.1841 | 7282301.3661 | 1540000 | 0 | 12857073.6746 | Table 4
Total Master Plan CIP (__/__/__ $) | 348983.9956 | 2219860.1288 | 0 | 1465928.1841 | 7282301.3661 | 1540000 | 0 | 12857073.6746
Soft Costs (12% of Construction Costs) | 41878.0795 | 266383.2155 | 0 | 175911.3821 | 873876.1639 | 184800 | 0 | 1542848.841 | See Note (4)
Additional CIP Costs - 2012/13 Budget | 0 | 0 | 0 | 0 | 0 | 0 | 0 | 0
Total PFF CIP | 390862.0751 | 2486243.3443 | 0 | 1641839.5662 | 8156177.53 | 1724800 | 0 | 14399922.5156
% of PFF CIP | 2.714% | 17.27% | 0% | 11.4% | 56.64% | 11.98% | 0% | 100%
FINANCING COSTS
Total PFF CIP | 132696.7633 | 844073.8195 | 0 | 557400.7053 | 2769003.2578 | 585565.5791 | 0 | 4888740.125 | See Note (3)
Total Estimated Financing Costs | 132696.7633 | 844073.8195 | 0 | 557400.7053 | 2769003.2578 | 585565.5791 | 0 | 4888740.125
Finance Cost % of CIP | 33.95% | 33.95% | 0% | 33.95% | 33.95% | 33.95% | 0% | 33.95%
PFF ADMINISTRATION COSTS
Program Updates and On-Going Admin | 94662.4182 | 602140.3 | 0 | 397635.1596 | 1975334.8746 | 417727.2477 | 0 | 3487500 | See General Section
City Administrative Costs - Variable | 0 | 0 | 0 | 0 | 0 | 0 | 0 | 0 | See Note (5)
Total PFF Admin Costs | 94662.4182 | 602140.3 | 0 | 397635.1596 | 1975334.8746 | 417727.2477 | 0 | 3487500
FUND BALANCES
Net Fund Balance (Deficit) | 0 | -678937 | 0 | -486480 | -2236041 | 0 | 0 | -3401458 | June 30, 2012 Balance
Fees From Remaining PFIP Development | 0 | 0 | 0 | 0 | 0 | 0 | 0 | 0
Total Fund Balances | 0 | -678937 | 0 | -486480 | -2236041 | 0 | 0 | -3401458
Net Costs Funded From PFF Fee | 618221.2566 | 4611394.4638 | 0 | 3083355.431 | 15136556.6623 | 2728092.8269 | 0 | 26177620.6405
Total EDUs to be Developed | 13271.5071 | 8170.3493 | 0 | 8685.6853 | 17501.131 | 7698.2074 | 0 | 55326.8801 | Table 5
Fee Per EDU | 46.5826 | 564.406 | 0 | 354.9928 | 864.8902 | 354.3803 | 0
Total Development Units (Acres x C) | 796.2904 | 490.221 |  | 521.1411 | 1050.0679 | 461.8924 |  | 3319.6128
Fee Per Development Unit ($/Acres x C) | 776.3766 | 9406.7673 | 0 | 5916.546 | 14414.8366 | 5906.3379 | 0
Notes:
(1) CIP costs based on 2010 ENR and will be updated to 2013 prior to final adoption.
(2) Assumes entire cost of current projects funded by 30 year debt service with 2.0% interest.
(3) Assumes 100% of PFF CIP costs are financed, see Table 6 for financing assumptions.
(4) Contingency estimate of 10% included in construction cost estimates, 12% soft cost estimate from City of Manteca.
(5) City Admistrative Costs - Variable assumed to be 0.0% of PFF CIP costs.

## 2. Fee Per Unit
Table 2 | [32 empty] | Internal
City of Manteca | [32 empty] | Working Draft - v9
Storm Drainage Collection Fee | [32 empty] | 2013-01-17
Fee Summary
Checks
[35 empty] | Vacant Acres | [5 empty] | Total Revenue | [6 empty] | Acres X C
|  | Fee Per Unit | [8 empty] | Fee Per Acre | [7 empty] | Fee Per Acre | [7 empty] | Fee Per Unit
| Land Use | Units | EDU Factor Per Unit | Units Per Acre | Zone 30 | Zone 31 | Zone 32 | Zone 33+34+35 | Zone 36 | Zone 39 | Units | EDU Factor Per Acre | Zone 30 | Zone 31 | Zone 32 | Zone 33+34+35 | Zone 36 | Zone 39 | Units | C per Gross Acre | Zone 30 | Zone 31 + 32 | Zone 32 | Zone 33+34+35 | Zone 36 | Zone 39 | Units | Units Per Acre | Zone 30 | Zone 31 | Zone 32 | Zone 33+34+35 | Zone 36 | Zone 39 | Zone 30 | Zone 31 | Zone 33+34+35 | Zone 36 | Zone 39 | Totals | Zone 30 | Zone 31 | Zone 32 | Zone 33+34+35 | Zone 36 | Zone 39 | Totals | Zone 30 | Zone 31 | Zone 32 | Zone 33+34+35 | Zone 36 | Zone 39 | Totals
|  | EDU |  |  | 46.5826 | 564.406 | 0 | 354.9928 | 864.8902 | 354.3803 | [8 empty] | (Acres x C) |  | 776.3766 | 9406.7673 | 0 | 5916.546 | 14414.8366 | 5906.3379
| VLDR | Dwelling Unit | 2.5 | 2 | 116.4565 | 1411.0151 | 0 | 887.4819 | 2162.2255 | 885.9507 | Acre | 1 | 232.913 | 2822.0302 | 0 | 1774.9638 | 4324.451 | 1771.9014 | Acre | 0.3 | [6 empty] | Dwelling Unit | 2 | 116.4565 | 1411.0151 | 0 | 887.4819 | 2162.2255 | 885.9507 | 26.448 | 7.2396 | 0 | 131.1892 | 0 | 164.8769 | 0 | 0 |  | 0 | 0 | 0 | 0 | 7.9344 | 2.1719 |  | 0 | 39.3568 | 0 | 49.4631
| LDR | Dwelling Unit | 1 | 5 | 46.5826 | 564.406 | 0 | 354.9928 | 864.8902 | 354.3803 | Acre | 1 | 232.913 | 2822.0302 | 0 | 1774.9638 | 4324.451 | 1771.9014 | Acre | 0.3 | [6 empty] | Dwelling Unit | 5 | 46.5826 | 564.406 | 0 | 354.9928 | 864.8902 | 354.3803 | 376.7443 | 454.6398 | 184.4755 | 1410.6439 | 464.7242 | 2891.2277 | 0 | 0 |  | 0 | 0 | 0 | 0 | 113.0233 | 136.392 |  | 55.3426 | 423.1932 | 139.4172 | 867.3683
| MDR | Dwelling Unit | 0.92593 | 9 | 43.132 | 522.5982 | 0 | 328.697 | 800.8243 | 328.1299 | Acre | 1.6667 | 388.1883 | 4703.3837 | 0 | 2958.273 | 7207.4183 | 2953.1689 | Acre | 0.5 | 388.1883 | 4703.3837 | 0 | 2958.273 | 7207.4183 | 2953.1689 | Dwelling Unit | [7 empty] | 0 | 7.0485 | 57.5593 | 64.8422 | 56.4404 | 185.8903 | 0 | 33151.588 |  | 170276.0651 | 467344.6074 | 166678.1097 | 837450.3702 | 0 | 3.5242 |  | 28.7796 | 32.4211 | 28.2202 | 92.9452
| HDR | Dwelling Unit | 0.63725 | 17 | 29.685 | 359.6705 | 0 | 226.2209 | 551.1555 | 225.8306 | Acre | 2.1667 | 504.6448 | 6114.3988 | 0 | 3845.7549 | 9369.6438 | 3839.1196 | Acre | 0.65 | 504.6448 | 6114.3988 | 0 | 3845.7549 | 9369.6438 | 3839.1196 | Dwelling Unit | [7 empty] | 0 | 33.853 | 17.6258 | 38.9652 | 17.7239 | 108.1679 | 0 | 206990.9549 |  | 67784.3918 | 365089.9511 | 68044.0185 | 707909.3164 | 0 | 22.0045 |  | 11.4568 | 25.3274 | 11.5205 | 70.3091
| OS | Acre | 0 | 0 | 0 | 0 | 0 | 0 | 0 | 0 | Acre | 0 | 0 | 0 | 0 | 0 | 0 | 0 | Acre | 0 | 0 | 0 | 0 | 0 | 0 | 0 | Acre | [7 empty] | 0 | 13.4312 | 0 | 0 | 364.6144 | 378.0456 | 0 | 0 |  | 0 | 0 | 0 | 0 | 0 | 0 |  | 0 | 0 | 0 | 0
| P | Acre | 0 | 0 | 0 | 0 | 0 | 0 | 0 | 0 | Acre | 0 | 0 | 0 | 0 | 0 | 0 | 0 | Acre | 0 | 0 | 0 | 0 | 0 | 0 | 0 | Acre | [7 empty] | 6.9663 | 27.4562 | 12.0815 | 34.0424 | 0 | 80.5464 | 0 | 0 |  | 0 | 0 | 0 | 0 | 0 | 0 |  | 0 | 0 | 0 | 0
| PQP | Acre | 0 | 0 | 0 | 0 | 0 | 0 | 0 | 0 | Acre | 0 | 0 | 0 | 0 | 0 | 0 | 0 | Acre | 0 | 0 | 0 | 0 | 0 | 0 | 0 | Acre | [7 empty] | 37.2474 | 95.6436 | 44.5663 | 6.1572 | 0 | 183.6146 | 0 | 0 |  | 0 | 0 | 0 | 0 | 0 | 0 |  | 0 | 0 | 0 | 0
| AG (LDR) | Dwelling Unit | 1 | 5 | 46.5826 | 564.406 | 0 | 354.9928 | 864.8902 | 354.3803 | Acre | 1 | 232.913 | 2822.0302 | 0 | 1774.9638 | 4324.451 | 1771.9014 | Acre | 0.3 | [6 empty] | Dwelling Unit | 5 | 46.5826 | 564.406 | 0 | 354.9928 | 864.8902 | 354.3803 | 1391.1418 | 47.4396 | 0 | 49.5006 | 81.3582 | 1569.4401 | 0 | 0 |  | 0 | 0 | 0 | 0 | 417.3425 | 14.2319 |  | 0 | 14.8502 | 24.4075 | 470.832
| BP | Acre | 15 | 1 | 698.7389 | 8466.0906 | 0 | 5324.8914 | 12973.353 | 5315.7041 | Acre | 3 | 698.7389 | 8466.0906 | 0 | 5324.8914 | 12973.353 | 5315.7041 | Acre | 0.9 | 698.7389 | 8466.0906 | 0 | 5324.8914 | 12973.353 | 5315.7041 | Acre | [7 empty] | 0 | 0 | 0.85 | 0 | 0 | 0.85 | 0 | 0 |  | 4526.1577 | 0 | 0 | 4526.1577 | 0 | 0 |  | 0.765 | 0 | 0 | 0.765
| CMU | Acre | 15 | 1 | 698.7389 | 8466.0906 | 0 | 5324.8914 | 12973.353 | 5315.7041 | Acre | 3 | 698.7389 | 8466.0906 | 0 | 5324.8914 | 12973.353 | 5315.7041 | Acre | 0.9 | 698.7389 | 8466.0906 | 0 | 5324.8914 | 12973.353 | 5315.7041 | Acre | [7 empty] | 0 | 60.5756 | 74.7291 | 39.8206 | 19.8948 | 195.0201 | 0 | 512838.4318 |  | 397924.398 | 516607.0881 | 105754.6569 | 1533124.5748 | 0 | 54.518 |  | 67.2562 | 35.8386 | 17.9053 | 175.5181
| GC | Acre | 15 | 1 | 698.7389 | 8466.0906 | 0 | 5324.8914 | 12973.353 | 5315.7041 | Acre | 3 | 698.7389 | 8466.0906 | 0 | 5324.8914 | 12973.353 | 5315.7041 | Acre | 0.9 | 698.7389 | 8466.0906 | 0 | 5324.8914 | 12973.353 | 5315.7041 | Acre | [7 empty] | 0 | 34.0696 | 48.5091 | 77.1063 | 88.1386 | 247.8236 | 0 | 288436.4466 |  | 258305.5581 | 1000327.3102 | 468518.8485 | 2015588.1635 | 0 | 30.6627 |  | 43.6582 | 69.3957 | 79.3248 | 223.0413
| NC | Acre | 15 | 1 | 698.7389 | 8466.0906 | 0 | 5324.8914 | 12973.353 | 5315.7041 | Acre | 3 | 698.7389 | 8466.0906 | 0 | 5324.8914 | 12973.353 | 5315.7041 | Acre | 0.9 | 698.7389 | 8466.0906 | 0 | 5324.8914 | 12973.353 | 5315.7041 | Acre | [7 empty] | 0 | 9.2682 | 30.1051 | 8.3643 | 0 | 47.7377 | 0 | 78465.6747 |  | 160306.549 | 108513.5351 | 0 | 347285.7588 | 0 | 8.3414 |  | 27.0946 | 7.5279 | 0 | 42.9639
| HI | Acre | 11.6667 | 1 | 543.4636 | 6584.7371 | 0 | 4141.5822 | 10090.3856 | 4134.4365 | Acre | 2.3333 | 543.4636 | 6584.7371 | 0 | 4141.5822 | 10090.3856 | 4134.4365 | Acre | 0.7 | 543.4636 | 6584.7371 | 0 | 4141.5822 | 10090.3856 | 4134.4365 | Acre | [7 empty] | 81.1976 | 0 | 83.9364 | 247.1158 | 0 | 412.2498 | 44127.9472 | 0 |  | 347629.4819 | 2493493.9709 | 0 | 2885251.4001 | 56.8383 | 0 |  | 58.7555 | 172.9811 | 0 | 288.5749
| LI | Acre | 11.6667 | 1 | 543.4636 | 6584.7371 | 0 | 4141.5822 | 10090.3856 | 4134.4365 | Acre | 2.3333 | 543.4636 | 6584.7371 | 0 | 4141.5822 | 10090.3856 | 4134.4365 | Acre | 0.7 | 543.4636 | 6584.7371 | 0 | 4141.5822 | 10090.3856 | 4134.4365 | Acre | [7 empty] | 191.4718 | 117.2389 | 325.7609 | 3.3449 | 0 | 637.8165 | 104057.939 | 771987.2376 |  | 1349165.4924 | 33751.5327 | 0 | 2258962.2017 | 134.0302 | 82.0672 |  | 228.0326 | 2.3414 | 0 | 446.4715
| BIP | Acre | 11.6667 | 1 | 543.4636 | 6584.7371 | 0 | 4141.5822 | 10090.3856 | 4134.4365 | Acre | 2.3333 | 543.4636 | 6584.7371 | 0 | 4141.5822 | 10090.3856 | 4134.4365 | Acre | 0.7 | 543.4636 | 6584.7371 | 0 | 4141.5822 | 10090.3856 | 4134.4365 | Acre | [7 empty] | 0 | 0 | 0 | 0 | 152.9866 | 152.9866 | 0 | 0 |  | 0 | 0 | 632513.26 | 632513.26 | 0 | 0 |  | 0 | 0 | 107.0906 | 107.0906
| UR | Dwelling Unit | 1 | 5 | 46.5826 | 564.406 | 0 | 354.9928 | 864.8902 | 354.3803 | Acre | 1 | 232.913 | 2822.0302 | 0 | 1774.9638 | 4324.451 | 1771.9014 | Acre | 0.3 | 232.913 | 2822.0302 | 0 | 1774.9638 | 4324.451 | 1771.9014 | Dwelling Unit | [7 empty] | 0 | 115.707 | 0 | 226.1168 | 0 | 341.8239 | 0 | 326528.7604 |  | 0 | 977831.1918 | 0 | 1304359.9523 | 0 | 34.7121 |  | 0 | 67.8351 | 0 | 102.5472
| UR-VLDR | Dwelling Unit | 2.5 | 2 | 116.4565 | 1411.0151 | 0 | 887.4819 | 2162.2255 | 885.9507 | Acre | 1 | 232.913 | 2822.0302 | 0 | 1774.9638 | 4324.451 | 1771.9014 | Acre | 0.3 | [6 empty] | Dwelling Unit | 2 | 116.4565 | 1411.0151 | 0 | 887.4819 | 2162.2255 | 885.9507 | 0 | 70.5184 | 0 | 19.8446 | 58.9638 | 149.3267 | 0 | 0 |  | 0 | 0 | 0 | 0 | 0 | 21.1555 |  | 0 | 5.9534 | 17.6891 | 44.798
| UR-LDR | Dwelling Unit | 1 | 5 | 46.5826 | 564.406 | 0 | 354.9928 | 864.8902 | 354.3803 | Acre | 1 | 232.913 | 2822.0302 | 0 | 1774.9638 | 4324.451 | 1771.9014 | Acre | 0.3 | [6 empty] | Dwelling Unit | 5 | 46.5826 | 564.406 | 0 | 354.9928 | 864.8902 | 354.3803 | 0 | 150.8756 | 0 | 96.2916 | 29.1038 | 276.271 | 0 | 0 |  | 0 | 0 | 0 | 0 | 0 | 45.2627 |  | 0 | 28.8875 | 8.7311 | 82.8813
| UR-MDR | Dwelling Unit | 0.92593 | 9 | 43.132 | 522.5982 | 0 | 328.697 | 800.8243 | 328.1299 | Acre | 1.6667 | 388.1883 | 4703.3837 | 0 | 2958.273 | 7207.4183 | 2953.1689 | Acre | 0.5 | 388.1883 | 4703.3837 | 0 | 2958.273 | 7207.4183 | 2953.1689 | Dwelling Unit | [7 empty] | 0 | 3.9472 | 0 | 0 | 0 | 3.9472 | 0 | 18565.29 |  | 0 | 0 | 0 | 18565.29 | 0 | 1.9736 |  | 0 | 0 | 0 | 1.9736
| UR-P | Acre | 0 | 0 | 0 | 0 | 0 | 0 | 0 | 0 | Acre | 0 | 0 | 0 | 0 | 0 | 0 | 0 | Acre | 0 | 0 | 0 | 0 | 0 | 0 | 0 | Acre | [7 empty] | 0 | 7.511 | 0 | 5.9921 | 0 | 13.5031 | 0 | 0 |  | 0 | 0 | 0 | 0 | 0 | 0 |  | 0 | 0 | 0 | 0
| UR-PQP | Acre | 0 | 0 | 0 | 0 | 0 | 0 | 0 | 0 | Acre | 0 | 0 | 0 | 0 | 0 | 0 | 0 | Acre | 0 | 0 | 0 | 0 | 0 | 0 | 0 | Acre | [7 empty] | 0 | 2.3306 | 0 | 0 | 0 | 2.3306 | 0 | 0 |  | 0 | 0 | 0 | 0 | 0 | 0 |  | 0 | 0 | 0 | 0
| UR-AG (LDR) | Dwelling Unit | 1 | 5 | 46.5826 | 564.406 | 0 | 354.9928 | 864.8902 | 354.3803 | Acre | 1 | 232.913 | 2822.0302 | 0 | 1774.9638 | 4324.451 | 1771.9014 | Acre | 0.3 | [6 empty] | Dwelling Unit | 5 | 46.5826 | 564.406 | 0 | 354.9928 | 864.8902 | 354.3803 | 170.3292 | 60.5825 | 0 | 91.8389 | 0 | 322.7505 | 0 | 0 |  | 0 | 0 | 0 | 0 | 51.0988 | 18.1747 |  | 0 | 27.5517 | 0 | 96.8252
| UR-BIP | Acre | 11.6667 | 1 | 543.4636 | 6584.7371 | 0 | 4141.5822 | 10090.3856 | 4134.4365 | Acre | 2.3333 | 543.4636 | 6584.7371 | 0 | 4141.5822 | 10090.3856 | 4134.4365 | Acre | 0.7 | 543.4636 | 6584.7371 | 0 | 4141.5822 | 10090.3856 | 4134.4365 | Acre | [7 empty] | 0 | 0 | 0 | 67.7393 | 14.0005 | 81.7398 | 0 | 0 |  | 0 | 683515.8615 | 57884.1783 | 741400.0398 | 0 | 0 |  | 0 | 47.4175 | 9.8003 | 57.2179
| UR-CMU | Acre | 15 | 1 | 698.7389 | 8466.0906 | 0 | 5324.8914 | 12973.353 | 5315.7041 | Acre | 3 | 698.7389 | 8466.0906 | 0 | 5324.8914 | 12973.353 | 5315.7041 | Acre | 0.9 | 698.7389 | 8466.0906 | 0 | 5324.8914 | 12973.353 | 5315.7041 | Acre | [7 empty] | 0 | 8.6115 | 0 | 54.6551 | 19.762 | 83.0285 | 0 | 72905.9083 |  | 0 | 709059.2547 | 105048.7378 | 887013.9008 | 0 | 7.7504 |  | 0 | 49.1895 | 17.7858 | 74.7257
| UR-GC | Acre | 15 | 1 | 698.7389 | 8466.0906 | 0 | 5324.8914 | 12973.353 | 5315.7041 | Acre | 3 | 698.7389 | 8466.0906 | 0 | 5324.8914 | 12973.353 | 5315.7041 | Acre | 0.9 | 698.7389 | 8466.0906 | 0 | 5324.8914 | 12973.353 | 5315.7041 | Acre | [7 empty] | 0 | 8.0869 | 0 | 0 | 0 | 8.0869 | 0 | 68464.5972 |  | 0 | 0 | 0 | 68464.5972 | 0 | 7.2782 |  | 0 | 0 | 0 | 7.2782
| UR-LI | Acre | 11.6667 | 1 | 543.4636 | 6584.7371 | 0 | 4141.5822 | 10090.3856 | 4134.4365 | Acre | 2.3333 | 543.4636 | 6584.7371 | 0 | 4141.5822 | 10090.3856 | 4134.4365 | Acre | 0.7 | 543.4636 | 6584.7371 | 0 | 4141.5822 | 10090.3856 | 4134.4365 | Acre | [7 empty] | 22.8898 | 0 | 0 | 0 | 0 | 22.8898 | 12439.7736 | 0 |  | 0 | 0 | 0 | 12439.7736 | 16.0229 | 0 |  | 0 | 0 | 0 | 16.0229
[35 empty] | 2304.4363 | 1336.0745 | 880.199 | 2673.571 | 1367.711 | 8561.9917 | 160625.6598 | 2378334.8898 | 0 | 2755918.0942 | 7355534.3035 | 1604441.8098 | 14254854.7571 | 796.2904 | 490.221 | 0 | 521.1411 | 1050.0679 | 461.8924 | 3319.6128
[35 empty] | 2304.4363 | 1336.0745 | 880.199 | 2673.571 | 1367.711 | [8 empty] | 796.2904 | 1289.5786 | 0 | 461.8924 | 0 | 0
[35 empty] | 0 | 0 | 0 | 0 | 0 | [8 empty] | 0 | -799.3577 | 0 | 59.2487 | 1050.0679 | 461.8924

## 3. EDU Calculation
Table 3 | [9 empty] | Internal
City of Manteca | [9 empty] | Working Draft - v9
Storm Drainage Collection Fee | [9 empty] | 2013-01-17
EDU Calculation
Comparison
|  | EDU Factor Per Acre |  |  |  | EDU Factor Per Unit |  |  |  |  | Col E vs. Col M |  | DO NOT CHANGE THIS! |  |  |  | Example with 85%
| Land Use | Units | C per Gross Acre | Gross Acre to Net Acre | EDU Factor Per Unit | Units | Units Per Acre | C per unit | Gross Acre to Net Acre | EDU Factor Per Unit | Variance to EDU Factor |  | Land Use | C | EDU | EDU Factor | Acres | Units per Acre | Units Develped | Net To Gross Conversion | EDUs (Acre) | EDUs (Per Unit | Total Cost (per acre EDU) | Total Cost (per unit EDUs)
| VLDR | Acre | 0.3 |  | 1 | Dwelling Unit | 2 | 0.15 |  | 2.5 | 0 | 1 | VLDR | 0.3 | 2 | 2.5 | 2 | 2 | 4 |  | 2 | 10 | 50.5051 | 50.5051
| LDR | Acre | 0.3 |  | 1 | Dwelling Unit | 5 | 0.06 |  | 1 | 0 | 1 | LDR | 0.3 | 5 | 1 | 7 | 5 | 35 |  | 7 | 35 | 176.7677 | 176.7677
| MDR | Acre | 0.5 |  | 1.6667 | Dwelling Unit | 9 | 0.055556 |  | 0.92593 | 0.0040741 | 1.6667 | MDR | 0.5 | 9 | 0.93
| HDR | Acre | 0.65 |  | 2.1667 | Dwelling Unit | 17 | 0.038235 |  | 0.63725 | 0.0027451 | 2.1667 | HDR | 0.65 | 17 | 0.64
| OS | Acre | 0.1 |  | 0 | Acre | 1 | 0.1 |  | 0 | 0 | 0.33333 | OS | 0.1 |  | 0
| P | Acre | 0.1 |  | 0 | Acre | 1 | 0.1 |  | 0 | 0 | 0.33333 | P | 0.1 |  | 0
| PQP | Acre | 0.1 |  | 0 | Acre | 1 | 0.1 |  | 0 | 1 | 0 | PQP | 0.1 |  | 1
| AG (LDR) | Acre | 0.3 |  | 1 | Dwelling Unit | 5 | 0.06 |  | 1 | 0 | 1 | AG (LDR) | 0.3 | 5 | 1
| BP | Acre | 0.9 | 0 | 3 | Acre | 1 | 0.9 | 0 | 15 | 2.65 | #DIV/0! | BP | 0.9 |  | 17.65 | 18 | 1 | 18 | 0 | 54 | 270 | 1363.6364 | 1363.6364
| CMU | Acre | 0.9 | 0 | 3 | Acre | 1 | 0.9 | 0 | 15 | 2.65 | #DIV/0! | CMU | 0.9 |  | 17.65 | 12 | 1 | 12 | 0 | 36 | 180 | 909.0909 | 909.0909
| GC | Acre | 0.9 | 0 | 3 | Acre | 1 | 0.9 | 0 | 15 | 2.65 | #DIV/0! | GC | 0.9 |  | 17.65
| NC | Acre | 0.9 | 0 | 3 | Acre | 1 | 0.9 | 0 | 15 | 2.65 | #DIV/0! | NC | 0.9 |  | 17.65
| HI | Acre | 0.7 | 0 | 2.3333 | Acre | 1 | 0.7 | 0 | 11.6667 | 2.0633 | #DIV/0! | HI | 0.7 |  | 13.73
| LI | Acre | 0.7 | 0 | 2.3333 | Acre | 1 | 0.7 | 0 | 11.6667 | 2.0633 | #DIV/0! | LI | 0.7 |  | 13.73
| BIP | Acre | 0.7 | 0 | 2.3333 | Acre | 1 | 0.7 | 0 | 11.6667 | 2.0633 | #DIV/0! | BIP | 0.7 |  | 13.73
| UR | Acre | 0.3 |  | 1 | Dwelling Unit | 5 | 0.06 |  | 1 | 0 | 1 | UR | 0.3 | 5 | 1
| UR-VLDR | Acre | 0.3 |  | 1 | Dwelling Unit | 2 | 0.15 |  | 2.5 | 0 | 1 | UR-VLDR | 0.3 | 2 | 2.5
| UR-LDR | Acre | 0.3 |  | 1 | Dwelling Unit | 5 | 0.06 |  | 1 | 0 | 1 | UR-LDR | 0.3 | 5 | 1
| UR-MDR | Acre | 0.5 |  | 1.6667 | Dwelling Unit | 9 | 0.055556 |  | 0.92593 | 0.0040741 | 1.6667 | UR-MDR | 0.5 | 9 | 0.93
| UR-P | Acre | 0.1 |  | 0 | Acre | 1 | 0.1 |  | 0 | 0 |  | UR-P | 0.1 |  | 0
| UR-PQP | Acre | 0.1 |  | 0 | Acre | 1 | 0.1 |  | 0 | 1 |  | UR-PQP | 0.1 |  | 1
| UR-AG (LDR) | Acre | 0.3 |  | 1 | Dwelling Unit | 5 | 0.06 |  | 1 | 0 | 1 | UR-AG (LDR) | 0.3 | 5 | 1
| UR-BIP | Acre | 0.7 | 0 | 2.3333 | Acre | 1 | 0.7 | 0 | 11.6667 | 2.0633 | #DIV/0! | UR-BIP | 0.7 |  | 13.73
| UR-CMU | Acre | 0.9 | 0 | 3 | Acre | 1 | 0.9 | 0 | 15 | 2.65 | #DIV/0! | UR-CMU | 0.9 |  | 17.65
| UR-GC | Acre | 0.9 | 0 | 3 | Acre | 1 | 0.9 | 0 | 15 | 2.65 | #DIV/0! | UR-GC | 0.9 |  | 17.65
| UR-LI | Acre | 0.7 | 0 | 2.3333 | Acre | 1 | 0.7 | 0 | 11.6667 | 2.0633 | #DIV/0! | UR-LI | 0.7 |  | 13.73
[21 empty] | 99 | 495 | 2500 | 2500
Source: City of Manteca. | [18 empty] | Total Cost |  | 2500 | 2500
[19 empty] | Fee Per EDU |  | 25.2525 | 5.0505

## 3a. EDU Calculation Ex wo 85% (hidden)
Table 3 (Example w/o 85% net to gross conversion) | [7 empty] | Internal
City of Manteca | [7 empty] | Working Draft - v9
Storm Drainage Collection Fee | [7 empty] | 2013-01-17
EDU Calculation
[6 empty] | 17.6471 |  |  |  | Comparison
[10 empty] | Col E vs. Col M |  | DO NOT CHANGE THIS! |  |  |  | Example without 85%
| Land Use | C per acre | Gross Acre to Net Acre | EDU Factor Per Acre | Units | Units Per Acre | C per unit | Gross Acre to Net Acre | EDU Factor Per Unit | Variance to EDU Factor |  | Land Use | C | EDU | EDU Factor | Acres | Units per Acre | Units Develped | Net To Gross Conversion | EDUs (Acre) | EDUs (Per Unit | Total Cost (per acre EDU) | Total Cost (per unit EDUs)
| VLDR | 0.3 |  | 1 | Dwelling Unit | 2 | 0.15 |  | 2.5 | 0 | 1 | VLDR | 0.3 | 2 | 2.5 | 2 | 2 | 4 |  | 2 | 10 | 50.5051 | 50.5051
| LDR | 0.3 |  | 1 | Dwelling Unit | 5 | 0.06 |  | 1 | 0 | 1 | LDR | 0.3 | 5 | 1 | 7 | 5 | 35 |  | 7 | 35 | 176.7677 | 176.7677
| MDR | 0.5 |  | 1.6667 | Dwelling Unit | 9 | 0.055556 |  | 0.92593 | 0.0040741 | 1.6667 | MDR | 0.5 | 9 | 0.93
| HDR | 0.65 |  | 2.1667 | Dwelling Unit | 17 | 0.038235 |  | 0.63725 | 0.0027451 | 2.1667 | HDR | 0.65 | 17 | 0.64
| OS | 0.1 |  | 0 | Acre | 1 | 0.1 |  | 0 | 0 | 0.33333 | OS | 0.1 |  | 0
| P | 0.1 |  | 0 | Acre | 1 | 0.1 |  | 0 | 0 | 0.33333 | P | 0.1 |  | 0
| PQP | 0.1 | 0 | 0.33333 | Acre | 1 | 0.1 |  | 1.6667 | -0.66667 | 0 | PQP | 0.1 |  | 1
| AG (LDR) | 0.3 |  | 1 | Dwelling Unit | 5 | 0.06 |  | 1 | 0 | 1 | AG (LDR) | 0.3 | 5 | 1
| BP | 0.9 | 0.85 | 3.5294 | Acre | 1 | 0.9 | 0.85 | 17.6471 | 0.0029412 | 3.5294 | BP | 0.9 |  | 17.65 | 18 | 1 | 18 | 0.85 | 54 | 270 | 1363.6364 | 1363.6364
| CMU | 0.9 | 0.85 | 3.5294 | Acre | 1 | 0.9 | 0.85 | 17.6471 | 0.0029412 | 3.5294 | CMU | 0.9 |  | 17.65 | 12 | 1 | 12 | 0.85 | 36 | 180 | 909.0909 | 909.0909
| GC | 0.9 | 0.85 | 3.5294 | Acre | 1 | 0.9 | 0.85 | 17.6471 | 0.0029412 | 3.5294 | GC | 0.9 |  | 17.65
| NC | 0.9 | 0.85 | 3.5294 | Acre | 1 | 0.9 | 0.85 | 17.6471 | 0.0029412 | 3.5294 | NC | 0.9 |  | 17.65
| HI | 0.7 | 0.85 | 2.7451 | Acre | 1 | 0.7 | 0.85 | 13.7255 | 0.0045098 | 2.7451 | HI | 0.7 |  | 13.73
| LI | 0.7 | 0.85 | 2.7451 | Acre | 1 | 0.7 | 0.85 | 13.7255 | 0.0045098 | 2.7451 | LI | 0.7 |  | 13.73
| BIP | 0.7 | 0.85 | 2.7451 | Acre | 1 | 0.7 | 0.85 | 13.7255 | 0.0045098 | 2.7451 | BIP | 0.7 |  | 13.73
| UR | 0.3 |  | 1 | Dwelling Unit | 5 | 0.06 |  | 1 | 0 | 1 | UR | 0.3 | 5 | 1
| UR-VLDR | 0.3 |  | 1 | Dwelling Unit | 2 | 0.15 |  | 2.5 | 0 | 1 | UR-VLDR | 0.3 | 2 | 2.5
| UR-LDR | 0.3 |  | 1 | Dwelling Unit | 5 | 0.06 |  | 1 | 0 | 1 | UR-LDR | 0.3 | 5 | 1
| UR-MDR | 0.5 |  | 1.6667 | Dwelling Unit | 9 | 0.055556 |  | 0.92593 | 0.0040741 | 1.6667 | UR-MDR | 0.5 | 9 | 0.93
| UR-P | 0.1 |  | 0 | Acre | 1 | 0.1 |  | 0 | 0 |  | UR-P | 0.1 |  | 0
| UR-PQP | 0.1 |  | 0.33333 | Acre | 1 | 0.1 |  | 1.6667 | -0.66667 |  | UR-PQP | 0.1 |  | 1
| UR-AG (LDR) | 0.3 |  | 1 | Dwelling Unit | 5 | 0.06 |  | 1 | 0 | 1 | UR-AG (LDR) | 0.3 | 5 | 1
| UR-BIP | 0.7 | 0.85 | 2.7451 | Acre | 1 | 0.7 | 0.85 | 13.7255 | 0.0045098 | 2.7451 | UR-BIP | 0.7 |  | 13.73
| UR-CMU | 0.9 | 0.85 | 3.5294 | Acre | 1 | 0.9 | 0.85 | 17.6471 | 0.0029412 | 3.5294 | UR-CMU | 0.9 |  | 17.65
| UR-GC | 0.9 | 0.85 | 3.5294 | Acre | 1 | 0.9 | 0.85 | 17.6471 | 0.0029412 | 3.5294 | UR-GC | 0.9 |  | 17.65
| UR-LI | 0.7 | 0.85 | 2.7451 | Acre | 1 | 0.7 | 0.85 | 13.7255 | 0.0045098 | 2.7451 | UR-LI | 0.7 |  | 13.73
[20 empty] | 99 | 495 | 2500 | 2500
Source: City of Manteca. | [17 empty] | Total Cost |  | 2500 | 2500
[18 empty] | Fee Per EDU |  | 25.2525 | 5.0505

## 4. Proj Allocations To Zones
Table 4 | [13 empty] | Internal
City of Manteca | Table ___ | [12 empty] | Working Draft - v9
Storm Drainage Collection Fee | [13 empty] | 2013-01-17
Project Cost Summary
Expected Development (EDUs)
[6 empty] | Zone | Zone | Zone | Zone | Zone | Zone | Zone | Zone
| Project Number | Project Name |  |  |  | 30 | 31 | 32 | 33 | 34 | 35 | 36 | 39 | Totals | Souce / Notes
|  | Total Development EDUs Developed in Each Zone |  |  |  | 13271.5071 | 3089.2518 | 5081.0975 | 2349.2892 | 2344.5503 | 3991.8458 | 17501.131 | 7698.2074 | 55326.8801 | Table 5
| FCOC 1 | French Camp Road Crossing |  |  |  | 13271.5071 | 3089.2518 | 5081.0975 | 2349.2892 | 2344.5503 | 3991.8458 | 17501.131 |  | 47628.6727
| FCOC 2 | Roth Road Crossing |  |  |  |  | 3089.2518 | 5081.0975 | 2349.2892 | 2344.5503 | 3991.8458 | 17501.131 |  | 34357.1656
| FCOC 3 | Union Pacific Railroad Crossing |  |  |  | 33: 2349.2892; 34: 2344.5503; 35: 3991.8458; 36: 17501.131 | 26186.8164
| FCOC 4 | Farm Road Crossing (4'x8' Box Culvert) |  |  |  | 35: 3991.8458; 36: 17501.131 | 21492.9768
| Drain 3A | Connect DR3A to Lat Rga (48" & 2,000') |  |  |  | 31: 3089.2518 | 3089.2518
| Drain 3 | Monterey Place Improvement |  |  |  | 32: 5081.0975 | 5081.0975
| Drain 5 | Interceptor, Upstream of Golf Course |  |  |  | 34: 2344.5503 | 2344.5503
| South PS | South Drain Pump Station |  |  |  | 36: 17501.131 | 17501.131
| Austin PS | Austin Road Pump Station (to Lat Y) |  |  |  | 36: 17501.131 | 17501.131
| Force Main | 48" Force Main (1,400') |  |  |  | 36: 17501.131 | 17501.131
| 66" RCP1 | Bella Vista to South Pump Station |  |  |  | 36: 17501.131 | 17501.131
| Lat Ya | Dual-Use Drain at Woodward (60" RCP) |  |  |  | 36: 17501.131 | 17501.131
| 66" RCP2 | Woodward - Union to Main St |  |  |  | 36: 17501.131 | 17501.131
| 42" RCP | Lat Tbb to Austin Rd End |  |  |  | 36: 17501.131 | 17501.131
| Jux Box | Two Junction Boxes at Woodward-Ya |  |  |  | 36: 17501.131 | 17501.131
| Lat X | Connect Woodward to Lateral X |  |  |  | 36: 17501.131 | 17501.131
Trails of Manteca
|  | South Pump Station |  |  |  | 39: 7698.2074 | 7698.2074
Percentage Allocation of Manteca Cost Share to Drainage Zones
[6 empty] | Zone | Zone | Zone | Zone | Zone | Zone | Zone | Zone
| Project Number | Project Name |  |  |  | 30 | 31 | 32 | 33 | 34 | 35 | 36 | 39 | Totals
| FCOC 1 | French Camp Road Crossing |  |  |  | 27.86% | 6.486% | 10.67% | 4.933% | 4.923% | 8.381% | 36.74% |  | 100%
| FCOC 2 | Roth Road Crossing |  |  |  | 0 | 8.992% | 14.79% | 6.838% | 6.824% | 11.62% | 50.94% |  | 100%
| FCOC 3 | Union Pacific Railroad Crossing |  |  |  | 0 | 0 | 0 | 8.971% | 8.953% | 15.24% | 66.83% |  | 100%
| FCOC 4 | Farm Road Crossing (4'x8' Box Culvert) |  |  |  | 0 | 0 | 0 | 0 | 0 | 18.57% | 81.43% |  | 100%
| Drain 3A | Connect DR3A to Lat Rga (48" & 2,000') |  |  |  | 0 | 100% | 0 | 0 | 0 | 0 | 0 |  | 100%
| Drain 3 | Monterey Place Improvement |  |  |  | 0 | 0 | 100% | 0 | 0 | 0 | 0 |  | 100%
| Drain 5 | Interceptor, Upstream of Golf Course |  |  |  | 0 | 0 | 0 | 0 | 100% | 0 | 0 |  | 100%
| South PS | South Drain Pump Station |  |  |  | 0 | 0 | 0 | 0 | 0 | 0 | 100% |  | 100%
| Austin PS | Austin Road Pump Station (to Lat Y) |  |  |  | 0 | 0 | 0 | 0 | 0 | 0 | 100% |  | 100%
| Force Main | 48" Force Main (1,400') |  |  |  | 0 | 0 | 0 | 0 | 0 | 0 | 100% |  | 100%
| 66" RCP1 | Bella Vista to South Pump Station |  |  |  | 0 | 0 | 0 | 0 | 0 | 0 | 100% |  | 100%
| Lat Ya | Dual-Use Drain at Woodward (60" RCP) |  |  |  | 0 | 0 | 0 | 0 | 0 | 0 | 100% |  | 100%
| 66" RCP2 | Woodward - Union to Main St |  |  |  | 0 | 0 | 0 | 0 | 0 | 0 | 100% |  | 100%
| 42" RCP | Lat Tbb to Austin Rd End |  |  |  | 0 | 0 | 0 | 0 | 0 | 0 | 100% |  | 100%
| Jux Box | Two Junction Boxes at Woodward-Ya |  |  |  | 0 | 0 | 0 | 0 | 0 | 0 | 100% |  | 100%
| Lat X | Connect Woodward to Lateral X |  |  |  | 0 | 0 | 0 | 0 | 0 | 0 | 100% |  | 100%
Trails of Manteca
|  | South Pump Station |  |  |  | 0 | 0 | 0 | 0 | 0 | 0 | 0 | 100% | 100%
Cost Allocation of Manteca Cost Share to Drainage Zones
City Of
|  |  | Project Cost | SSJID Share | Manteca PFF | Zone | Zone | Zone | Zone | Zone | Zone | Zone | Zone
| Project Number | Project Name |  |  | Cost | 30 | 31 | 32 | 33 | 34 | 35 | 36 | 39 | Totals
Crossings
| FCOC 1 | French Camp Road Crossing | 1500000 | 750000 | 750000 | 208983.9956 | 48645.883 | 80011.1129 | 36993.8277 | 36919.2052 | 62858.8657 | 275587.1099 |  | 750000 | Future Improve
| FCOC 2 | Roth Road Crossing | 1000000 | 500000 | 500000 |  | 44957.8964 | 73945.2366 | 34189.2175 | 34120.2524 | 58093.3514 | 254694.0457 |  | 500000 | Future Improve
| FCOC 3 | Union Pacific Railroad Crossing | 850000 | 425000 | 425000 | 33: 38127.8848; 34: 38050.9748; 35: 64785.8235; 36: 284035.317 | 425000 | Future Improve
| FCOC 4 | Farm Road Crossing (4'x8' Box Culvert) | 450000 | 225000 | 225000 | 35: 41788.7811; 36: 183211.2189 | 225000 | Future Improve
| Drain 3A | Connect DR3A to Lat Rga (48" & 2,000') | 600000 | 300000 | 300000 | 31: 300000 | 300000 | Future Improve
| Drain 3 | Monterey Place Improvement | 400000 | 0 | 400000 | 32: 400000 | 400000 | Future Improve
| Drain 5 | Interceptor, Upstream of Golf Course | 700000 | 0 | 700000 | 34: 700000 | 700000 | Future Improve
|  |  | 5500000 | 2200000 | 3300000 | 208983.9956 | 393603.7794 | 553956.3494 | 109310.93 | 809090.4324 | 227526.8217 | 997527.6914 | 0 | 3300000
Pump Stations - South Levee
| South PS | South Drain Pump Station | 1250000 | 0 | 1250000 | 36: 1250000 | 1250000 | South & Levee
| Austin PS | Austin Road Pump Station (to Lat Y) | 500000 | 0 | 500000 | 36: 500000 | 500000 | South & Levee
|  | Total Pump Stations | 1750000 | 0 | 1750000 | 0 | 0 | 0 | 0 | 0 | 0 | 1750000 | 0 | 1750000
New Pipes - South & Levee
| Force Main | 48" Force Main (1,400') | 408000 | 0 | 408000 | 36: 408000 | 408000 | Future Improve
| 66" RCP1 | Bella Vista to South Pump Station | 724500 | 0 | 724500 | 36: 724500 | 724500 | Future Improve
| Lat Ya | Dual-Use Drain at Woodward (60" RCP) | 0 | 0 | 0 | 36: 0 | 0 | Future Improve
| 66" RCP2 | Woodward - Union to Main St | 1459773.6746 | 0 | 1459773.6746 | 36: 1459773.6746 | 1459773.6746 | Future Improve
| 42" RCP | Lat Tbb to Austin Rd End | 1160000 | 0 | 1160000 | 36: 1160000 | 1160000 | Future Improve
| Jux Box | Two Junction Boxes at Woodward-Ya | 150000 | 0 | 150000 | 36: 150000 | 150000 | Future Improve
| Lat X | Connect Woodward to Lateral X | 825000 | 412500 | 412500 | 36: 412500 | 412500 | Future Improve
|  | Total New Pipes | 4727273.6746 | 412500 | 4314773.6746 | 0 | 0 | 0 | 0 | 0 | 0 | 4314773.6746 | 0 | 4314773.6746
Monitoring Wells
| Monitor | 20 Monitoring Wells (Zone 35 does not tie) | 800000 | 0 | 800000 | 80000 | 80000 | 120000 | 80000 | 80000 | 160000 | 160000 | 40000 | 800000 | Levee & Monitor
| Sub-Total |  | 12777273.6746 | 2612500 | 10164773.6746 | 288983.9956 | 473603.7794 | 673956.3494 | 189310.93 | 889090.4324 | 387526.8217 | 7222301.3661 | 40000 | 10164773.6746
Trails of Manteca
|  | South Pump Station | 1500000 | 0 | 1500000 | 39: 1500000 | 1500000 | Trails
| Sub-Total |  | 1500000 | 0 | 1500000 | 0 | 0 | 0 | 0 | 0 | 0 | 0 | 1500000 | 1500000
North Drainage System
| Phase I | Lateral Rga C to D | 1012300 | 0 | 1012300 | 31: 1012300 | 1012300 | North
| Sub-Total |  | 1012300 | 0 | 1012300 | 0 | 1012300 | 0 | 0 | 0 | 0 | 0 | 0 | 1012300
|  | Oversizing Reimbursement (Note (2)) | 180000 | 0 | 180000 | 60000 | 0 | 60000 | 0 | 0 | 0 | 60000 | 0 | 180000
|  | Total | 15469573.6746 | 2612500 | 12857073.6746 | 348983.9956 | 1485903.7794 | 733956.3494 | 189310.93 | 889090.4324 | 387526.8217 | 7282301.3661 | 1540000 | 12857073.6746
Notes:
(1) For the monitoring wells zone 35 includes costs for zone 37 + 38
(2) Reimbursement for upsizing from 36" to 42" based on 3,000 ft. at $20 lf.

## 5. Vacant Land + Dev Summary
Table 5 | [18 empty] | Internal | [20 empty] | Internal | [21 empty] | Internal | [9 empty] | Internal
City of Manteca | [18 empty] | Working Draft - v9 | [20 empty] | Working Draft - v9 | [21 empty] | Working Draft - v9 | [9 empty] | Working Draft - v9
PFF Storm Drainage Collection Fee | [18 empty] | 2013-01-17 | [20 empty] | 2013-01-17 | [21 empty] | 2013-01-17 | [9 empty] | 2013-01-17
Development Summary
|  | Zone | Zone | Zone | Zone | Zone | Zone | Zone | Zone | Zone | Zone | Zone | Zone | Zone | Zone | Zone | Zone | Zone | Zone | Zone | Zone | Zone | Zone | Zone | Zone | Zone | Zone | Zone | Zone | Zone | Zone |  | Zone | Zone | Zone | Zone | Zone | Zone | Zone | Zone | Zone | Zone |  |  | Zone | Zone | Zone | Zone | Zone | Zone | Zone | Zone | Zone | Zone | Zone | Zone | Zone | Zone | Zone | Zone | Zone | Zone | Zone | Zone | Zone | Zone | Zone | Zone | Zone | Zone | Zone | Zone | Zone | Zone
|  | 30 | 31 | 32 | 33 | 34 | 35 | 36 | 37 | 38 | 39 | 30 | 31 | 32 | 33 | 34 | 35 | 36 | 37 | 38 | 39 | 30 | 31 | 32 | 33 | 34 | 35 | 36 | 37 | 38 | 39 |  | 30 | 31 | 32 | 33 | 34 | 35 | 36 | 37 | 38 | 39 |  |  | 30 | 31 | 32 | 33 | 34 | 35 | 36 | 37 | 38 | 39 | 30 | 31 | 32 | 33 | 34 | 35 | 36 | 37 | 38 | 39 | 30 | 31 | 32 | 33 | 34 | 35 | 36 | 37 | 38 | 39
| Land Use | 30: Vacant Land Summary - Acres | Percent of Vacant Land Assumed to Develop | [9 empty] | Vacant Land Assumed to Develop (Acres) | [9 empty] | C | Land Developed (Acres) x C | [9 empty] | Units | Units Per Acre | Units Developed | [9 empty] | EDU Factor - Per Unit | [9 empty] | Total EDUs
| AG (LDR) | 3273.2749 | 111.6225 | 0 | 0 | 0 | 0 | 116.4719 |  |  | 191.431 | 42.5% | 42.5% | 0 | 0 | 0 | 0 | 42.5% |  |  | 42.5% | 1391.1418 | 47.4396 | 0 | 0 | 0 | 0 | 49.5006 |  |  | 81.3582 | 0.3 | 417.3425 | 14.2319 | 0 | 0 | 0 | 0 | 14.8502 |  |  | 24.4075 | Dwelling Unit | 5 | 6955.7092 | 237.1978 | 0 | 0 | 0 | 0 | 247.5028 |  |  | 406.7909 | 1 | 1 | 1 | 1 | 1 | 1 | 1 |  |  | 1 | 6955.7092 | 237.1978 | 0 | 0 | 0 | 0 | 247.5028 |  |  | 406.7909
| BIP | 0 | 0 | 0 | 0 | 0 | 0 | 0 |  |  | 179.9842 | 0 | 0 | 0 | 0 | 0 | 0 | 0 |  |  | 85% | 0 | 0 | 0 | 0 | 0 | 0 | 0 |  |  | 152.9866 | 0.7 | 0 | 0 | 0 | 0 | 0 | 0 | 0 |  |  | 107.0906 | Acre | 1 | 0 | 0 | 0 | 0 | 0 | 0 | 0 |  |  | 152.9866 | 11.6667 | 11.6667 | 11.6667 | 11.6667 | 11.6667 | 11.6667 | 11.6667 |  |  | 11.6667 | 0 | 0 | 0 | 0 | 0 | 0 | 0 |  |  | 1784.8433
| BP | 0 | 0 | 0 | 0 | 1 | 0 | 0 |  |  | 0 | 0 | 0 | 0 | 0 | 85% | 0 | 0 |  |  | 0 | 0 | 0 | 0 | 0 | 0.85 | 0 | 0 |  |  | 0 | 0.9 | 0 | 0 | 0 | 0 | 0.765 | 0 | 0 |  |  | 0 | Acre | 1 | 0 | 0 | 0 | 0 | 0.85 | 0 | 0 |  |  | 0 | 15 | 15 | 15 | 15 | 15 | 15 | 15 |  |  | 15 | 0 | 0 | 0 | 0 | 12.75 | 0 | 0 |  |  | 0
| CMU | 0 | 18.215 | 53.0504 | 0.8318 | 33.6992 | 53.3856 | 46.8478 |  |  | 23.4056 | 0 | 85% | 85% | 85% | 85% | 85% | 85% |  |  | 85% | 0 | 15.4827 | 45.0928 | 0.70703 | 28.6443 | 45.3778 | 39.8206 |  |  | 19.8948 | 0.9 | 0 | 13.9345 | 40.5836 | 0.63633 | 25.7799 | 40.84 | 35.8386 |  |  | 17.9053 | Acre | 1 | 0 | 15.4827 | 45.0928 | 0.70703 | 28.6443 | 45.3778 | 39.8206 |  |  | 19.8948 | 15 | 15 | 15 | 15 | 15 | 15 | 15 |  |  | 15 | 0 | 232.2413 | 676.3926 | 10.6055 | 429.6648 | 680.6664 | 597.3095 |  |  | 298.4214
| GC | 0 | 17.0225 | 23.0594 | 0.8944 | 17.532 | 38.6431 | 90.7133 |  |  | 103.6925 | 0 | 85% | 85% | 85% | 85% | 85% | 85% |  |  | 85% | 0 | 14.4691 | 19.6005 | 0.76024 | 14.9022 | 32.8466 | 77.1063 |  |  | 88.1386 | 0.9 | 0 | 13.0222 | 17.6404 | 0.68422 | 13.412 | 29.562 | 69.3957 |  |  | 79.3248 | Acre | 1 | 0 | 14.4691 | 19.6005 | 0.76024 | 14.9022 | 32.8466 | 77.1063 |  |  | 88.1386 | 15 | 15 | 15 | 15 | 15 | 15 | 15 |  |  | 15 | 0 | 217.0369 | 294.0074 | 11.4036 | 223.533 | 492.6995 | 1156.5946 |  |  | 1322.0794
| HDR | 0 | 0 | 39.8271 | 0 | 20.7362 | 0 | 45.8414 |  |  | 20.8516 | 0 | 0 | 85% | 0 | 85% | 0 | 85% |  |  | 85% | 0 | 0 | 33.853 | 0 | 17.6258 | 0 | 38.9652 |  |  | 17.7239 | 0.65 | 0 | 0 | 22.0045 | 0 | 11.4568 | 0 | 25.3274 |  |  | 11.5205 | Dwelling Unit | 17 | 0 | 0 | 575.5016 | 0 | 299.6381 | 0 | 662.4082 |  |  | 301.3056 | 0.63725 | 0.63725 | 0.63725 | 0.63725 | 0.63725 | 0.63725 | 0.63725 |  |  | 0.63725 | 0 | 0 | 366.7412 | 0 | 190.9458 | 0 | 422.1229 |  |  | 192.0085
| HI | 95.5266 | 0 | 0 | 72.6832 | 0 | 26.0655 | 290.7245 |  |  | 0 | 85% | 0 | 0 | 85% | 85% | 85% | 85% |  |  | 0 | 81.1976 | 0 | 0 | 61.7807 | 0 | 22.1557 | 247.1158 |  |  | 0 | 0.7 | 56.8383 | 0 | 0 | 43.2465 | 0 | 15.509 | 172.9811 |  |  | 0 | Acre | 1 | 81.1976 | 0 | 0 | 61.7807 | 0 | 22.1557 | 247.1158 |  |  | 0 | 11.6667 | 11.6667 | 11.6667 | 11.6667 | 11.6667 | 11.6667 | 11.6667 |  |  | 11.6667 | 947.3054 | 0 | 0 | 720.7751 | 0 | 258.4829 | 2883.018 |  |  | 0
| LDR | 443.2286 | 108.8655 | 426.0049 | 21.4997 | 184.0932 | 11.4371 | 1659.581 |  |  | 546.7343 | 85% | 85% | 85% | 85% | 85% | 85% | 85% |  |  | 85% | 376.7443 | 92.5357 | 362.1042 | 18.2747 | 156.4792 | 9.7215 | 1410.6439 |  |  | 464.7242 | 0.3 | 113.0233 | 27.7607 | 108.6312 | 5.4824 | 46.9438 | 2.9165 | 423.1932 |  |  | 139.4172 | Dwelling Unit | 5 | 1883.7215 | 462.6784 | 1810.5208 | 91.3737 | 782.3961 | 48.6077 | 7053.2193 |  |  | 2323.6208 | 1 | 1 | 1 | 1 | 1 | 1 | 1 |  |  | 1 | 1883.7215 | 462.6784 | 1810.5208 | 91.3737 | 782.3961 | 48.6077 | 7053.2193 |  |  | 2323.6208
| LI | 225.2609 | 0 | 137.9281 | 139.3999 | 4.5486 | 239.2996 | 3.9352 |  |  | 0 | 85% | 0 | 85% | 85% | 85% | 85% | 85% |  |  | 0 | 191.4718 | 0 | 117.2389 | 118.4899 | 3.8663 | 203.4047 | 3.3449 |  |  | 0 | 0.7 | 134.0302 | 0 | 82.0672 | 82.9429 | 2.7064 | 142.3833 | 2.3414 |  |  | 0 | Acre | 1 | 191.4718 | 0 | 117.2389 | 118.4899 | 3.8663 | 203.4047 | 3.3449 |  |  | 0 | 11.6667 | 11.6667 | 11.6667 | 11.6667 | 11.6667 | 11.6667 | 11.6667 |  |  | 11.6667 | 2233.8373 | 0 | 1367.787 | 1382.3823 | 45.107 | 2373.0544 | 39.0241 |  |  | 0
| MDR | 0 | 0 | 8.2923 | 16.441 | 51.2758 | 0 | 76.2849 |  |  | 66.4005 | 0 | 0 | 85% | 85% | 85% | 0 | 85% |  |  | 85% | 0 | 0 | 7.0485 | 13.9748 | 43.5844 | 0 | 64.8422 |  |  | 56.4404 | 0.5 | 0 | 0 | 3.5242 | 6.9874 | 21.7922 | 0 | 32.4211 |  |  | 28.2202 | Dwelling Unit | 9 | 0 | 0 | 63.4361 | 125.7736 | 392.2599 | 0 | 583.5795 |  |  | 507.9638 | 0.92593 | 0.92593 | 0.92593 | 0.92593 | 0.92593 | 0.92593 | 0.92593 |  |  | 0.92593 | 0 | 0 | 58.7371 | 116.4571 | 363.2036 | 0 | 540.3514 |  |  | 470.3369
| NC | 0 | 0 | 10.9038 | 1.2778 | 23.2902 | 10.8498 | 9.8404 |  |  | 0 | 0 | 0 | 85% | 85% | 85% | 85% | 85% |  |  | 0 | 0 | 0 | 9.2682 | 1.0861 | 19.7967 | 9.2223 | 8.3643 |  |  | 0 | 0.9 | 0 | 0 | 8.3414 | 0.97752 | 17.817 | 8.3001 | 7.5279 |  |  | 0 | Acre | 1 | 0 | 0 | 9.2682 | 1.0861 | 19.7967 | 9.2223 | 8.3643 |  |  | 0 | 15 | 15 | 15 | 15 | 15 | 15 | 15 |  |  | 15 | 0 | 0 | 139.0235 | 16.292 | 296.9501 | 138.335 | 125.4651 |  |  | 0
| OS | 0 | 14.8088 | 0.9926 | 0 | 0 | 0 | 0 |  |  | 428.9581 | 0 | 85% | 85% | 0 | 0 | 0 | 0 |  |  | 85% | 0 | 12.5875 | 0.84371 | 0 | 0 | 0 | 0 |  |  | 364.6144 | 0 | 0 | 0 | 0 | 0 | 0 | 0 | 0 |  |  | 0 | Acre | 1 | 0 | 12.5875 | 0.84371 | 0 | 0 | 0 | 0 |  |  | 364.6144 | 0 | 0 | 0 | 0 | 0 | 0 | 0 |  |  | 0 | 0 | 0 | 0 | 0 | 0 | 0 | 0 |  |  | 0
| P | 8.1957 | 5.885 | 26.4164 | 0 | 14.2135 | 0 | 40.0499 |  |  | 0 | 85% | 85% | 85% | 0 | 85% | 0 | 85% |  |  | 0 | 6.9663 | 5.0023 | 22.4539 | 0 | 12.0815 | 0 | 34.0424 |  |  | 0 | 0 | 0 | 0 | 0 | 0 | 0 | 0 | 0 |  |  | 0 | Acre | 1 | 6.9663 | 5.0023 | 22.4539 | 0 | 12.0815 | 0 | 34.0424 |  |  | 0 | 0 | 0 | 0 | 0 | 0 | 0 | 0 |  |  | 0 | 0 | 0 | 0 | 0 | 0 | 0 | 0 |  |  | 0
| PQP | 43.8205 | 112.5219 | 0 | 0 | 0.8327 | 51.5983 | 7.2438 |  |  | 0 | 85% | 85% | 0 | 0 | 85% | 85% | 85% |  |  | 0 | 37.2474 | 95.6436 | 0 | 0 | 0.70779 | 43.8586 | 6.1572 |  |  | 0 | 0 | 0 | 0 | 0 | 0 | 0 | 0 | 0 |  |  | 0 | Acre | 1 | 37.2474 | 95.6436 | 0 | 0 | 0.70779 | 43.8586 | 6.1572 |  |  | 0 | 0 | 0 | 0 | 0 | 0 | 0 | 0 |  |  | 0 | 0 | 0 | 0 | 0 | 0 | 0 | 0 |  |  | 0
| UR | 0 | 340.8542 | 237.681 | 0 | 0 | 0 | 1130.5842 |  |  | 0 | 0 | 20% | 20% | 0 | 0 | 0 | 20% |  |  | 0 | 0 | 68.1708 | 47.5362 | 0 | 0 | 0 | 226.1168 |  |  | 0 | 0.3 | 0 | 20.4513 | 14.2609 | 0 | 0 | 0 | 67.8351 |  |  | 0 | Dwelling Unit | 5 | 0 | 340.8542 | 237.681 | 0 | 0 | 0 | 1130.5842 |  |  | 0 | 1 | 1 | 1 | 1 | 1 | 1 | 1 |  |  | 1 | 0 | 340.8542 | 237.681 | 0 | 0 | 0 | 1130.5842 |  |  | 0
| UR-AG (LDR) | 851.6459 | 255.3398 | 47.5726 | 0 | 0 | 0 | 459.1943 |  |  | 0 | 20% | 20% | 20% | 0 | 0 | 0 | 20% |  |  | 0 | 170.3292 | 51.068 | 9.5145 | 0 | 0 | 0 | 91.8389 |  |  | 0 | 0.3 | 51.0988 | 15.3204 | 2.8544 | 0 | 0 | 0 | 27.5517 |  |  | 0 | Dwelling Unit | 5 | 851.6459 | 255.3398 | 47.5726 | 0 | 0 | 0 | 459.1943 |  |  | 0 | 1 | 1 | 1 | 1 | 1 | 1 | 1 |  |  | 1 | 851.6459 | 255.3398 | 47.5726 | 0 | 0 | 0 | 459.1943 |  |  | 0
| UR-BIP | 0 | 0 | 0 | 0 | 0 | 0 | 338.6966 |  |  | 70.0025 | 0 | 0 | 0 | 0 | 0 | 0 | 20% |  |  | 20% | 0 | 0 | 0 | 0 | 0 | 0 | 67.7393 |  |  | 14.0005 | 0.7 | 0 | 0 | 0 | 0 | 0 | 0 | 47.4175 |  |  | 9.8003 | Acre | 1 | 0 | 0 | 0 | 0 | 0 | 0 | 67.7393 |  |  | 14.0005 | 11.6667 | 11.6667 | 11.6667 | 11.6667 | 11.6667 | 11.6667 | 11.6667 |  |  | 11.6667 | 0 | 0 | 0 | 0 | 0 | 0 | 790.2921 |  |  | 163.3392
| UR-CMU | 0 | 43.0576 | 0 | 0 | 0 | 0 | 273.2753 |  |  | 98.8098 | 0 | 20% | 0 | 0 | 0 | 0 | 20% |  |  | 20% | 0 | 8.6115 | 0 | 0 | 0 | 0 | 54.6551 |  |  | 19.762 | 0.9 | 0 | 7.7504 | 0 | 0 | 0 | 0 | 49.1895 |  |  | 17.7858 | Acre | 1 | 0 | 8.6115 | 0 | 0 | 0 | 0 | 54.6551 |  |  | 19.762 | 15 | 15 | 15 | 15 | 15 | 15 | 15 |  |  | 15 | 0 | 129.1728 | 0 | 0 | 0 | 0 | 819.8258 |  |  | 296.4294
| UR-GC | 0 | 40.4346 | 0 | 0 | 0 | 0 | 0 |  |  | 0 | 0 | 20% | 0 | 0 | 0 | 0 | 0 |  |  | 0 | 0 | 8.0869 | 0 | 0 | 0 | 0 | 0 |  |  | 0 | 0.9 | 0 | 7.2782 | 0 | 0 | 0 | 0 | 0 |  |  | 0 | Acre | 1 | 0 | 8.0869 | 0 | 0 | 0 | 0 | 0 |  |  | 0 | 15 | 15 | 15 | 15 | 15 | 15 | 15 |  |  | 15 | 0 | 121.3038 | 0 | 0 | 0 | 0 | 0 |  |  | 0
| UR-LDR | 0 | 675.6646 | 78.7132 | 0 | 0 | 0 | 481.4582 |  |  | 145.5188 | 0 | 20% | 20% | 0 | 0 | 0 | 20% |  |  | 20% | 0 | 135.1329 | 15.7426 | 0 | 0 | 0 | 96.2916 |  |  | 29.1038 | 0.3 | 0 | 40.5399 | 4.7228 | 0 | 0 | 0 | 28.8875 |  |  | 8.7311 | Dwelling Unit | 5 | 0 | 675.6646 | 78.7132 | 0 | 0 | 0 | 481.4582 |  |  | 145.5188 | 1 | 1 | 1 | 1 | 1 | 1 | 1 |  |  | 1 | 0 | 675.6646 | 78.7132 | 0 | 0 | 0 | 481.4582 |  |  | 145.5188
| UR-LI | 114.449 | 0 | 0 | 0 | 0 | 0 | 0 |  |  | 0 | 20% | 0 | 0 | 0 | 0 | 0 | 0 |  |  | 0 | 22.8898 | 0 | 0 | 0 | 0 | 0 | 0 |  |  | 0 | 0.7 | 16.0229 | 0 | 0 | 0 | 0 | 0 | 0 |  |  | 0 | Acre | 1 | 22.8898 | 0 | 0 | 0 | 0 | 0 | 0 |  |  | 0 | 11.6667 | 11.6667 | 11.6667 | 11.6667 | 11.6667 | 11.6667 | 11.6667 |  |  | 11.6667 | 267.0477 | 0 | 0 | 0 | 0 | 0 | 0 |  |  | 0
| UR-MDR | 0 | 19.7361 | 0 | 0 | 0 | 0 | 0 |  |  | 0 | 0 | 20% | 0 | 0 | 0 | 0 | 0 |  |  | 0 | 0 | 3.9472 | 0 | 0 | 0 | 0 | 0 |  |  | 0 | 0.5 | 0 | 1.9736 | 0 | 0 | 0 | 0 | 0 |  |  | 0 | Dwelling Unit | 9 | 0 | 35.525 | 0 | 0 | 0 | 0 | 0 |  |  | 0 | 0.92593 | 0.92593 | 0.92593 | 0.92593 | 0.92593 | 0.92593 | 0.92593 |  |  | 0.92593 | 0 | 32.8935 | 0 | 0 | 0 | 0 | 0 |  |  | 0
| UR-P | 0 | 33.5416 | 4.0133 | 0 | 0 | 0 | 29.9605 |  |  | 0 | 0 | 20% | 20% | 0 | 0 | 0 | 20% |  |  | 0 | 0 | 6.7083 | 0.80266 | 0 | 0 | 0 | 5.9921 |  |  | 0 | 0 | 0 | 0 | 0 | 0 | 0 | 0 | 0 |  |  | 0 | Acre | 1 | 0 | 6.7083 | 0.80266 | 0 | 0 | 0 | 5.9921 |  |  | 0 | 0 | 0 | 0 | 0 | 0 | 0 | 0 |  |  | 0 | 0 | 0 | 0 | 0 | 0 | 0 | 0 |  |  | 0
| UR-PQP | 0 | 11.6528 | 0 | 0 | 0 | 0 | 0 |  |  | 0 | 0 | 20% | 0 | 0 | 0 | 0 | 0 |  |  | 0 | 0 | 2.3306 | 0 | 0 | 0 | 0 | 0 |  |  | 0 | 0 | 0 | 0 | 0 | 0 | 0 | 0 | 0 |  |  | 0 | Acre | 1 | 0 | 2.3306 | 0 | 0 | 0 | 0 | 0 |  |  | 0 | 0 | 0 | 0 | 0 | 0 | 0 | 0 |  |  | 0 | 0 | 0 | 0 | 0 | 0 | 0 | 0 |  |  | 0
| UR-VLDR | 0 | 352.5919 | 0 | 0 | 0 | 0 | 99.2228 |  |  | 294.8189 | 0 | 20% | 0 | 0 | 0 | 0 | 20% |  |  | 20% | 0 | 70.5184 | 0 | 0 | 0 | 0 | 19.8446 |  |  | 58.9638 | 0.3 | 0 | 21.1555 | 0 | 0 | 0 | 0 | 5.9534 |  |  | 17.6891 | Dwelling Unit | 2 | 0 | 141.0368 | 0 | 0 | 0 | 0 | 39.6891 |  |  | 117.9276 | 2.5 | 2.5 | 2.5 | 2.5 | 2.5 | 2.5 | 2.5 |  |  | 2.5 | 0 | 352.5919 | 0 | 0 | 0 | 0 | 99.2228 |  |  | 294.8189
| VLDR | 105.7921 | 25.8215 | 3.1369 | 0 | 0 | 0 | 524.757 |  |  | 0 | 25% | 25% | 25% | 0 | 0 | 0 | 25% |  |  | 0 | 26.448 | 6.4554 | 0.78422 | 0 | 0 | 0 | 131.1892 |  |  | 0 | 0.3 | 7.9344 | 1.9366 | 0.23527 | 0 | 0 | 0 | 39.3568 |  |  | 0 | Dwelling Unit | 2 | 52.8961 | 12.9108 | 1.5684 | 0 | 0 | 0 | 262.3785 |  |  | 0 | 2.5 | 2.5 | 2.5 | 2.5 | 2.5 | 2.5 | 2.5 |  |  | 2.5 | 132.2401 | 32.2769 | 3.9211 | 0 | 0 | 0 | 655.9462 |  |  | 0
| Total | 5161.1942 | 2187.6359 | 1097.592 | 253.0278 | 351.2214 | 431.279 | 5724.683 | 0 | 0 | 2170.6078 | [10 empty] | 2304.4363 | 644.1905 | 691.884 | 215.0736 | 298.5382 | 366.5872 | 2673.571 | 0 | 0 | 1367.711 |  | 796.2904 | 185.3551 | 304.8658 | 140.9574 | 140.673 | 239.5107 | 1050.0679 | 0 | 0 | 461.8924 | [22 empty] | 13271.5071 | 3089.2518 | 5081.0975 | 2349.2892 | 2344.5503 | 3991.8458 | 17501.131 | 0 | 0 | 7698.2074
[33 empty] | 23.99% | 5.584% | 9.184% | 4.246% | 4.238% | 7.215% | 31.63% | 0% | 0% | 13.91% | [22 empty] | 23.99% | 5.584% | 9.184% | 4.246% | 4.238% | 7.215% | 31.63% | 0% | 0% | 13.91%
[65 empty] | 23.99% | 5.584% | 9.184% | 4.246% | 4.238% | 7.215% | 31.63% | 0% | 0% | 13.91%
[22 empty] | 8561.9917 | [10 empty] | 3319.6128 | [31 empty] | 0% | 0% | 0% | 0% | 0% | 0% | 0% | 0% | 0% | 0%
(1) Total EDUs (Residential = EDU Factor x Units Developed)

## Vacant Land Summary
Table XX
City of Manteca
Vacant Land Summary - Acres
| Land Use | Vacant Land - Acres
| AG (LDR) | 3692.8003
| BIP | 179.9842
| BP | 1
| CMU | 229.4354
| GC | 291.5572
| HDR | 127.2563
| HI | 484.9998
| LDR | 3401.4443
| LI | 750.3723
| MDR | 218.6945
| NC | 56.162
| OS | 444.7595
| P | 94.7605
| PQP | 216.0172
| UR | 1709.1194
| UR-AG (LDR) | 1613.7526
| UR-BIP | 408.6991
| UR-CMU | 415.1427
| UR-GC | 40.4346
| UR-LDR | 1381.3548
| UR-LI | 114.449
| UR-MDR | 19.7361
| UR-P | 67.5154
| UR-PQP | 11.6528
| UR-VLDR | 746.6336
| VLDR | 659.5075
| Total | 17377.2411

## 5M
Table 5M |  |  | PFF Storm Drainage Collection Fee |  |  |  |  | Development Summary |  | Internal
|  |  | Zone | Zone | Zone | Zone | Zone | Zone | Zone | Zone | Zone
|  |  | 30 | 31 | 31 + 32 | 32 | 33 | 34 | 35 | 36 | 39
| Land Use |  | Vacant Land Summary - Acres
| AG (LDR) |  | 3273.2749 | 111.6225 | 111.6225 | 0 | 0 | 0 | 0 | 116.4719 | 191.431
| BIP |  | 0 | 0 | 0 | 0 | 0 | 0 | 0 | 0 | 179.9842
| BP |  | 0 | 0 | 0 | 0 | 0 | 1 | 0 | 0 | 0
| CMU |  | 0 | 18.215 | 71.2654 | 53.0504 | 0.8318 | 33.6992 | 53.3856 | 46.8478 | 23.4056
| GC |  | 0 | 17.0225 | 40.0819 | 23.0594 | 0.8944 | 17.532 | 38.6431 | 90.7133 | 103.6925
| HDR |  | 0 | 0 | 39.8271 | 39.8271 | 0 | 20.7362 | 0 | 45.8414 | 20.8516
| HI |  | 95.5266 | 0 | 0 | 0 | 72.6832 | 0 | 26.0655 | 290.7245 | 0
| LDR |  | 443.2286 | 108.8655 | 534.8704 | 426.0049 | 21.4997 | 184.0932 | 11.4371 | 1659.581 | 546.7343
| LI |  | 225.2609 | 0 | 137.9281 | 137.9281 | 139.3999 | 4.5486 | 239.2996 | 3.9352 | 0
| MDR |  | 0 | 0 | 8.2923 | 8.2923 | 16.441 | 51.2758 | 0 | 76.2849 | 66.4005
| NC |  | 0 | 0 | 10.9038 | 10.9038 | 1.2778 | 23.2902 | 10.8498 | 9.8404 | 0
| OS |  | 0 | 14.8088 | 15.8014 | 0.9926 | 0 | 0 | 0 | 0 | 428.9581
| P |  | 8.1957 | 5.885 | 32.3014 | 26.4164 | 0 | 14.2135 | 0 | 40.0499 | 0
| PQP |  | 43.8205 | 112.5219 | 112.5219 | 0 | 0 | 0.8327 | 51.5983 | 7.2438 | 0
| UR |  | 0 | 340.8542 | 578.5352 | 237.681 | 0 | 0 | 0 | 1130.5842 | 0
| UR-AG (LDR) |  | 851.6459 | 255.3398 | 302.9124 | 47.5726 | 0 | 0 | 0 | 459.1943 | 0
| UR-BIP |  | 0 | 0 | 0 | 0 | 0 | 0 | 0 | 338.6966 | 70.0025
| UR-CMU |  | 0 | 43.0576 | 43.0576 | 0 | 0 | 0 | 0 | 273.2753 | 98.8098
| UR-GC |  | 0 | 40.4346 | 40.4346 | 0 | 0 | 0 | 0 | 0 | 0
| UR-LDR |  | 0 | 675.6646 | 754.3778 | 78.7132 | 0 | 0 | 0 | 481.4582 | 145.5188
| UR-LI |  | 114.449 | 0 | 0 | 0 | 0 | 0 | 0 | 0 | 0
| UR-MDR |  | 0 | 19.7361 | 19.7361 | 0 | 0 | 0 | 0 | 0 | 0
| UR-P |  | 0 | 33.5416 | 37.5549 | 4.0133 | 0 | 0 | 0 | 29.9605 | 0
| UR-PQP |  | 0 | 11.6528 | 11.6528 | 0 | 0 | 0 | 0 | 0 | 0
| UR-VLDR |  | 0 | 352.5919 | 352.5919 | 0 | 0 | 0 | 0 | 99.2228 | 294.8189
| VLDR |  | 105.7921 | 25.8215 | 28.9584 | 3.1369 | 0 | 0 | 0 | 524.757 | 0
| Total |  | 5161.1942 | 2187.6359 | 3285.2279 | 1097.592 | 253.0278 | 351.2214 | 431.279 | 5724.683 | 2170.6078
[14 empty] | Zone | Zone | Zone | Zone | Zone | Zone | Zone | Zone | Zone | Zone
|  |  | 17377.2411 | [10 empty] | 30 | 31 | 32 | 33 | 34 | 35 | 36 | 37 | 38 | 39
|  |  | Zone | Zone |  | Zone | Zone | Zone | Zone | Zone | Zone
|  |  | 30 | 31 |  | 32 | 33 | 34 | 35 | 36 | 39
| Land Use |  | Percent of Vacant Land Assumed to Develop | [10 empty] | 30 | 31 | 32 | 33 | 34 | 35 | 36 | 37 | 38 | 39
| AG (LDR) |  | 10% | 10% |  | 0 | 0 | 0 | 0 | 10% | 10% | AG (LDR) | ok | 0.425 | 0.425 | 0 | 0 | 0 | 0 | 0.425 |  |  | 0.425
| BIP |  | 0 | 0 |  | 0 | 0 | 0 | 0 | 0 | 85% | BIP | ok | 0 | 0 | 0 | 0 | 0 | 0 | 0 |  |  | 0.85
| BP |  | 0 | 0 |  | 0 | 0 | 85% | 0 | 0 | 0 | BP | ok | 0 | 0 | 0 | 0 | 0.85 | 0 | 0 |  |  | 0
| CMU |  | 0 | 85% |  | 85% | 85% | 85% | 85% | 85% | 85% | CMU | ok | 0 | 0.85 | 0.85 | 0.85 | 0.85 | 0.85 | 0.85 |  |  | 0.85
| GC |  | 0 | 85% |  | 85% | 85% | 85% | 85% | 85% | 85% | GC | ok | 0 | 0.85 | 0.85 | 0.85 | 0.85 | 0.85 | 0.85 |  |  | 0.85
| HDR |  | 0 | 0 |  | 85% | 0 | 85% | 0 | 85% | 85% | HDR | ok | 0 | 0 | 0.85 | 0 | 0.85 | 0 | 0.85 |  |  | 0.85
| HI |  | 85% | 0 |  | 0 | 85% | 85% | 85% | 100% | 0 | HI | ok | 0.85 | 0 | 0 | 0.85 | 0.85 | 0.85 | 0.85 |  |  | 0
| LDR |  | 85% | 85% |  | 85% | 85% | 85% | 85% | 85% | 85% | LDR | ok | 0.85 | 0.85 | 0.85 | 0.85 | 0.85 | 0.85 | 0.85 |  |  | 0.85
| LI |  | 85% | 0 |  | 85% | 85% | 85% | 85% | 100% | 0 | LI | ok | 0.85 | 0 | 0.85 | 0.85 | 0.85 | 0.85 | 0.85 |  |  | 0
| MDR |  | 0 | 0 |  | 85% | 85% | 85% | 0 | 85% | 85% | MDR | ok | 0 | 0 | 0.85 | 0.85 | 0.85 | 0 | 0.85 |  |  | 0.85
| NC |  | 0 | 0 |  | 85% | 85% | 85% | 85% | 85% | 0 | NC | ok | 0 | 0 | 0.85 | 0.85 | 0.85 | 0.85 | 0.85 |  |  | 0
| OS |  | 0 | 85% |  | 85% | 0 | 0 | 0 | 0 | 85% | OS | ok | 0 | 0.85 | 0.85 | 0 | 0 | 0 | 0 |  |  | 0.85
| P |  | 85% | 85% |  | 85% | 0 | 85% | 0 | 85% | 0 | P | ok | 0.85 | 0.85 | 0.85 | 0 | 0.85 | 0 | 0.85 |  |  | 0
| PQP |  | 85% | 85% |  | 0 | 0 | 85% | 85% | 85% | 0 | PQP | ok | 0.85 | 0.85 | 0 | 0 | 0.85 | 0.85 | 0.85 |  |  | 0
| UR |  | 0 | 0% |  | 0% | 0% | 0% | 0% | 30% | 0% | UR | ok | 0 | 0.425 | 0.425 | 0 | 0 | 0 | 0.425 |  |  | 0
| UR-AG (LDR) |  | 10% | 20% |  | 0% | 0% | 0% | 0 | 20% | 0 | UR-AG (LDR) | ok | 0.425 | 0.425 | 0.425 | 0 | 0 | 0 | 0.425 |  |  | 0
| UR-BIP |  | 0 | 0 |  | 0% | 0% | 0% | 0 | 20% | 20% | UR-BIP | ok | 0 | 0 | 0 | 0 | 0 | 0 | 0.425 |  |  | 0.425
| UR-CMU |  | 0 | 30% |  | 0% | 0% | 0% | 0 | 30% | 20% | UR-CMU | ok | 0 | 0.425 | 0 | 0 | 0 | 0 | 0.425 |  |  | 0.425
| UR-GC |  | 0 | 30% |  | 0% | 0% | 0% | 0 | 30% | 0 | UR-GC | ok | 0 | 0.425 | 0 | 0 | 0 | 0 | 0 |  |  | 0
| UR-LDR |  | 0 | 30% |  | 0% | 0% | 0% | 0 | 30% | 20% | UR-LDR | ok | 0 | 0.425 | 0.425 | 0 | 0 | 0 | 0.425 |  |  | 0.425
| UR-LI |  | 10% | 0 |  | 0% | 0% | 0% | 0 | 0 | 0 | UR-LI | ok | 0.425 | 0 | 0 | 0 | 0 | 0 | 0 |  |  | 0
| UR-MDR |  | 0 | 30% |  | 0% | 0% | 0% | 0 | 30% | 0 | UR-MDR | ok | 0 | 0.425 | 0 | 0 | 0 | 0 | 0 |  |  | 0
| UR-P |  | 0 | 0% |  | 0% | 0% | 0% | 0 | 0% | 0 | UR-P | ok | 0 | 0.425 | 0.425 | 0 | 0 | 0 | 0.425 |  |  | 0
| UR-PQP |  | 0 | 0% |  | 0% | 0% | 0% | 0 | 0 | 0 | UR-PQP | ok | 0 | 0.425 | 0 | 0 | 0 | 0 | 0 |  |  | 0
| UR-VLDR |  | 0 | 0% |  | 0% | 0% | 0% | 0 | 0% | 0% | UR-VLDR | ok | 0 | 0.425 | 0 | 0 | 0 | 0 | 0.425 |  |  | 0.125
| VLDR |  | 10% | 0% |  | 0% | 0% | 0% | 0 | 0% | 0 | VLDR | ok | 0.25 | 0.25 | 0.25 | 0 | 0 | 0 | 0.25 |  |  | 0
|  |  | Zone 30 | Zone 31 | Zone 31 +32 | Zone 32 | Zone 33,34,35 | Zone 36 | Zone 39
Vacant Land Assumed to Develop (Acres)
| AG (LDR) |  | 327.3275 | 11.1623 | 11.1623 | 0 | 0 | 11.6472 | 19.1431
| BIP |  | 0 | 0 | 0 | 0 | 0 | 0 | 152.9866
| BP |  | 0 | 0 | 0 | 0 | 0.85 | 0 | 0
| CMU |  | 0 | 15.4827 | 60.5756 | 45.0928 | 74.7291 | 39.8206 | 19.8948
| GC |  | 0 | 14.4691 | 34.0696 | 19.6005 | 48.5091 | 77.1063 | 88.1386
| HDR |  | 0 | 0 | 33.853 | 33.853 | 17.6258 | 38.9652 | 17.7239
| HI |  | 81.1976 | 0 | 0 | 0 | 83.9364 | 290.7245 | 0
| LDR |  | 376.7443 | 92.5357 | 454.6398 | 362.1042 | 184.4755 | 1410.6439 | 464.7242
| LI |  | 191.4718 | 0 | 117.2389 | 117.2389 | 325.7609 | 3.9352 | 0
| MDR |  | 0 | 0 | 7.0485 | 7.0485 | 57.5593 | 64.8422 | 56.4404
| NC |  | 0 | 0 | 9.2682 | 9.2682 | 30.1051 | 8.3643 | 0
| OS |  | 0 | 12.5875 | 13.4312 | 0.84371 | 0 | 0 | 364.6144
| P |  | 6.9663 | 5.0023 | 27.4562 | 22.4539 | 12.0815 | 34.0424 | 0
| PQP |  | 37.2474 | 95.6436 | 95.6436 | 0 | 44.5663 | 6.1572 | 0
| UR |  | 0 | 0 | 0 | 0 | 0 | 339.1753 | 0
| UR-AG (LDR) |  | 85.1646 | 51.068 | 51.068 | 0 | 0 | 91.8389 | 0
| UR-BIP |  | 0 | 0 | 0 | 0 | 0 | 67.7393 | 14.0005
| UR-CMU |  | 0 | 12.9173 | 12.9173 | 0 | 0 | 81.9826 | 19.762
| UR-GC |  | 0 | 12.1304 | 12.1304 | 0 | 0 | 0 | 0
| UR-LDR |  | 0 | 202.6994 | 202.6994 | 0 | 0 | 144.4375 | 29.1038
| UR-LI |  | 11.4449 | 0 | 0 | 0 | 0 | 0 | 0
| UR-MDR |  | 0 | 5.9208 | 5.9208 | 0 | 0 | 0 | 0
| UR-P |  | 0 | 0 | 0 | 0 | 0 | 0 | 0
| UR-PQP |  | 0 | 0 | 0 | 0 | 0 | 0 | 0
| UR-VLDR |  | 0 | 0 | 0 | 0 | 0 | 0 | 0
| VLDR |  | 10.5792 | 0 | 0 | 0 | 0 | 0 | 0
0
0
| Total |  | 1128.1436 | 531.619 | 1149.1227 | 617.5037 | 880.199 | 2711.4225 | 1246.5321 | 8264.5427
7115.4199
|  |  | Zone 30 | Zone 31 | Zone 31 +32 | Zone 32 | Zone 33,34,35 | Zone 36 | Zone 39 |  |  | Edited column heading
|  | C | Land Developed - CA (C x Acres)
| AG (LDR) | 0.3 | 98.1982 | 3.3487 | 3.3487 | 0 | 0 | 3.4942 | 5.7429
| BIP | 0.7 | 0 | 0 | 0 | 0 | 0 | 0 | 107.0906
| BP | 0.9 | 0 | 0 | 0 | 0 | 0.765 | 0 | 0
| CMU | 0.9 | 0 | 13.9345 | 54.518 | 40.5836 | 67.2562 | 35.8386 | 17.9053
| GC | 0.9 | 0 | 13.0222 | 30.6627 | 17.6404 | 43.6582 | 69.3957 | 79.3248
| HDR | 0.65 | 0 | 0 | 22.0045 | 22.0045 | 11.4568 | 25.3274 | 11.5205
| HI | 0.7 | 56.8383 | 0 | 0 | 0 | 58.7555 | 203.5072 | 0
| LDR | 0.3 | 113.0233 | 27.7607 | 136.392 | 108.6312 | 55.3426 | 423.1932 | 139.4172
| LI | 0.7 | 134.0302 | 0 | 82.0672 | 82.0672 | 228.0326 | 2.7546 | 0
| MDR | 0.5 | 0 | 0 | 3.5242 | 3.5242 | 28.7796 | 32.4211 | 28.2202
| NC | 0.9 | 0 | 0 | 8.3414 | 8.3414 | 27.0946 | 7.5279 | 0
| OS | 0.1 | 0 | 1.2587 | 1.3431 | 0.084371 | 0 | 0 | 36.4614
| P | 0.1 | 0.69663 | 0.50023 | 2.7456 | 2.2454 | 1.2081 | 3.4042 | 0
| PQP | 0.1 | 3.7247 | 9.5644 | 9.5644 | 0 | 4.4566 | 0.61572 | 0
| UR | 0.3 | 0 | 0 | 0 | 0 | 0 | 101.7526 | 0
| UR-AG (LDR) | 0.3 | 25.5494 | 15.3204 | 15.3204 | 0 | 0 | 27.5517 | 0
| UR-BIP | 0.7 | 0 | 0 | 0 | 0 | 0 | 47.4175 | 9.8003
| UR-CMU | 0.9 | 0 | 11.6256 | 11.6256 | 0 | 0 | 73.7843 | 17.7858
| UR-GC | 0.9 | 0 | 10.9173 | 10.9173 | 0 | 0 | 0 | 0
| UR-LDR | 0.3 | 0 | 60.8098 | 60.8098 | 0 | 0 | 43.3312 | 8.7311
| UR-LI | 0.7 | 8.0114 | 0 | 0 | 0 | 0 | 0 | 0
| UR-MDR | 0.5 | 0 | 2.9604 | 2.9604 | 0 | 0 | 0 | 0
| UR-P | 0.1 | 0 | 0 | 0 | 0 | 0 | 0 | 0
| UR-PQP | 0.1 | 0 | 0 | 0 | 0 | 0 | 0 | 0
| UR-VLDR | 0.3 | 0 | 0 | 0 | 0 | 0 | 0 | 0
| VLDR | 0.3 | 3.1738 | 0 | 0 | 0 | 0 | 0 | 0
| Total |  | 443.246 | 171.0229 | 456.1452 | 285.1223 | 526.8059 | 1101.317 | 462.0002
|  |  | Zone 30 | Zone 31 | Zone 31 & 32 | Zone 32 | Zone 33,34,35 | Zone 36 | Zone 39
Share of Cost - Percentage By Impact
| AG (LDR) |  | 22.15% | 1.958% | 0.7341% | 0% | 0% | 0.3173% | 1.243%
| BIP |  | 0% | 0% | 0% | 0% | 0% | 0% | 23.18%
| BP |  | 0% | 0% | 0% | 0% | 0.1452% | 0% | 0%
| CMU |  | 0% | 8.148% | 11.95% | 14.23% | 12.77% | 3.254% | 3.876%
| GC |  | 0% | 7.614% | 6.722% | 6.187% | 8.287% | 6.301% | 17.17%
| HDR |  | 0% | 0% | 4.824% | 7.718% | 2.175% | 2.3% | 2.494%
| HI |  | 12.82% | 0% | 0% | 0% | 11.15% | 18.48% | 0%
| LDR |  | 25.5% | 16.23% | 29.9% | 38.1% | 10.51% | 38.43% | 30.18%
| LI |  | 30.24% | 0% | 17.99% | 28.78% | 43.29% | 0.2501% | 0%
| MDR |  | 0% | 0% | 0.7726% | 1.236% | 5.463% | 2.944% | 6.108%
| NC |  | 0% | 0% | 1.829% | 2.926% | 5.143% | 0.6835% | 0%
| OS |  | 0% | 0.736% | 0.2944% | 0.02959% | 0% | 0% | 7.892%
| P |  | 0.1572% | 0.2925% | 0.6019% | 0.7875% | 0.2293% | 0.3091% | 0%
| PQP |  | 0.8403% | 5.592% | 2.097% | 0% | 0.846% | 0.05591% | 0%
| UR |  | 0% | 0% | 0% | 0% | 0% | 9.239% | 0%
| UR-AG (LDR) |  | 5.764% | 8.958% | 3.359% | 0% | 0% | 2.502% | 0%
| UR-BIP |  | 0% | 0% | 0% | 0% | 0% | 4.306% | 2.121%
| UR-CMU |  | 0% | 6.798% | 2.549% | 0% | 0% | 6.7% | 3.85%
| UR-GC |  | 0% | 6.384% | 2.393% | 0% | 0% | 0% | 0%
| UR-LDR |  | 0% | 35.56% | 13.33% | 0% | 0% | 3.934% | 1.89%
| UR-LI |  | 1.807% | 0% | 0% | 0% | 0% | 0% | 0%
| UR-MDR |  | 0% | 1.731% | 0.649% | 0% | 0% | 0% | 0%
| UR-P |  | 0% | 0% | 0% | 0% | 0% | 0% | 0%
| UR-PQP |  | 0% | 0% | 0% | 0% | 0% | 0% | 0%
| UR-VLDR |  | 0% | 0% | 0% | 0% | 0% | 0% | 0%
| VLDR |  | 0.716% | 0% | 0% | 0% | 0% | 0% | 0%
| Total |  | 100% | 100% | 100% | 100% | 100% | 100% | 100%
| Net Cost Funded from PFIP |  | 618221.2566 | 4611394.4638 | 4611394.4638 | 0 | 3083355.431 | 15136556.6623 | 2728092.8269
|  |  | Zone 30 | Zone 31 | Zone 31 & 32 | Zone 32 | Zone 33,34,35 | Zone 36 | Zone 39
Total Share of Cost - By Land Use
| AG (LDR) |  | 136962.8533 | 90292.355 | 33853.3864 | 0 | 0 | 48023.8715 | 33911.7717
| BIP |  | 0 | 0 | 0 | 0 | 0 | 0 | 632365.6983
| BP |  | 0 | 0 | 0 | 0 | 4477.4876 | 0 | 0
| CMU |  | 0 | 375723.7009 | 551149.3258 | 0 | 393645.4878 | 492567.0876 | 105729.9849
| GC |  | 0 | 351125.8138 | 309983.697 | 0 | 255527.9795 | 953777.6798 | 468409.5458
| HDR |  | 0 | 0 | 222453.9313 | 0 | 67055.5013 | 348100.7095 | 68028.1443
| HI |  | 79275.7476 | 0 | 0 | 0 | 343891.3966 | 2797012.6201 | 0
| LDR |  | 157640.2143 | 748528.6588 | 1378852.6661 | 0 | 323916.3791 | 5816388.2462 | 823253.2572
| LI |  | 186939.8288 | 0 | 829657.4889 | 0 | 1334657.8169 | 37859.9123 | 0
| MDR |  | 0 | 0 | 35628.1321 | 0 | 168445.0741 | 445597.0068 | 166639.2246
| NC |  | 0 | 0 | 84327.3457 | 0 | 158582.7609 | 103463.9229 | 0
| OS |  | 0 | 33940.3858 | 13578.2441 | 0 | 0 | 0 | 215303.3341
| P |  | 971.637 | 13487.8701 | 27756.7996 | 0 | 7071.1967 | 46788.0683 | 0
| PQP |  | 5195.1168 | 257889.6801 | 96690.7883 | 0 | 26084.3504 | 8462.5282 | 0
| UR |  | 0 | 0 | 0 | 0 | 0 | 1398492.6072 | 0
| UR-AG (LDR) |  | 35635.2143 | 413092.9137 | 154881.2634 | 0 | 0 | 378671.3888 | 0
| UR-BIP |  | 0 | 0 | 0 | 0 | 0 | 651708.8615 | 57870.6743
| UR-CMU |  | 0 | 313466.8096 | 117528.3668 | 0 | 0 | 1014095.4124 | 105024.2305
| UR-GC |  | 0 | 294370.9139 | 110368.7271 | 0 | 0 | 0 | 0
| UR-LDR |  | 0 | 1639651.8969 | 614756.0243 | 0 | 0 | 595546.7389 | 51556.9612
| UR-LI |  | 11174.0112 | 0 | 0 | 0 | 0 | 0 | 0
| UR-MDR |  | 0 | 79823.4652 | 29928.277 | 0 | 0 | 0 | 0
| UR-P |  | 0 | 0 | 0 | 0 | 0 | 0 | 0
| UR-PQP |  | 0 | 0 | 0 | 0 | 0 | 0 | 0
| UR-VLDR |  | 0 | 0 | 0 | 0 | 0 | 0 | 0
| VLDR |  | 4426.6334 | 0 | 0 | 0 | 0 | 0 | 0
|  |  | Zone 30 | Zone 31 | Zone 31&32 | Zone 32 | Zone 33,34,35 | Zone 36 | Zone 39
PFIP Storm Drain Fee - By Land Use $/Ac
| AG (LDR) |  | 418.4276 | 8089.082 | 3032.8461 |  |  | 4123.2153 | 1771.488
| BIP | [7 empty] | 4133.472
| BP | [5 empty] | 5267.6325
| CMU |  |  | 24267.2459 | 9098.5383 | 0 | 5267.6325 | 12369.6458 | 5314.464
| GC |  |  | 24267.2459 | 9098.5383 | 0 | 5267.6325 | 12369.6458 | 5314.464
| HDR |  |  |  |  | 0 | 3804.4012 | 8933.6331 | 3838.224
| HI |  | 976.331 |  |  |  | 4097.0475 | 9620.8356
| LDR |  | 418.4276 | 8089.082 | 3032.8461 | 0 | 1755.8775 | 4123.2153 | 1771.488
| LI |  | 976.331 |  |  | 0 | 4097.0475 | 9620.8356
| MDR |  |  |  |  | 0 | 2926.4625 | 6872.0254 | 2952.48
| NC |  |  |  |  | 0 | 5267.6325 | 12369.6458
| OS |  |  | 2696.3607 | 1010.9487 | 0 |  |  | 590.496
| P |  | 139.4759 | 2696.3607 | 1010.9487 | 0 | 585.2925 | 1374.4051
| PQP |  | 139.4759 | 2696.3607 | 1010.9487 |  | 585.2925 | 1374.4051
| UR | [6 empty] | 4123.2153
| UR-AG (LDR) |  | 418.4276 | 8089.082 | 3032.8461 |  |  | 4123.2153
| UR-BIP | [6 empty] | 9620.8356 | 4133.472
| UR-CMU |  |  | 24267.2459 | 9098.5383 |  |  | 12369.6458 | 5314.464
| UR-GC |  |  | 24267.2459 | 9098.5383
| UR-LDR |  |  | 8089.082 | 3032.8461 |  |  | 4123.2153 | 1771.488
| UR-LI |  | 976.331
| UR-MDR |  |  | 13481.8033 | 5054.7435
UR-P
UR-PQP
UR-VLDR
| VLDR |  | 418.4276
|  |  | Zone 30 | Zone 31 | Zone 31&32 | Zone 32 | Zone 33,34,35 | Zone 36 | Zone 39
| $/DU - LDR |  | 83.6855 | 1617.8164 | 606.5692 | 0 | 351.1755 | 824.6431 | 354.2976
| Ex Fee |  | n/a | 1282 | 1011.5 | 741 | 513 | 1368 | n/a
| Change |  |  | 26.19% | -40.03% | -100% | -31.54% | -39.72%
Revenue Check
| AG (LDR) |  | 136962.8533 | 90292.355 | 33853.3864 | 0 | 0 | 48023.8715 | 33911.7717
| BIP |  | 0 | 0 | 0 | 0 | 0 | 0 | 632365.6983
| BP |  | 0 | 0 | 0 | 0 | 4477.4876 | 0 | 0
| CMU |  | 0 | 375723.7009 | 551149.3258 | 0 | 393645.4878 | 492567.0876 | 105729.9849
| GC |  | 0 | 351125.8138 | 309983.697 | 0 | 255527.9795 | 953777.6798 | 468409.5458
| HDR |  | 0 | 0 | 0 | 0 | 67055.5013 | 348100.7095 | 68028.1443
| HI |  | 79275.7476 | 0 | 0 | 0 | 343891.3966 | 2797012.6201 | 0
| LDR |  | 157640.2143 | 748528.6588 | 1378852.6661 | 0 | 323916.3791 | 5816388.2462 | 823253.2572
| LI |  | 186939.8288 | 0 | 0 | 0 | 1334657.8169 | 37859.9123 | 0
| MDR |  | 0 | 0 | 0 | 0 | 168445.0741 | 445597.0068 | 166639.2246
| NC |  | 0 | 0 | 0 | 0 | 158582.7609 | 103463.9229 | 0
| OS |  | 0 | 33940.3858 | 13578.2441 | 0 | 0 | 0 | 215303.3341
| P |  | 971.637 | 13487.8701 | 27756.7996 | 0 | 7071.1967 | 46788.0683 | 0
| PQP |  | 5195.1168 | 257889.6801 | 96690.7883 | 0 | 26084.3504 | 8462.5282 | 0
| UR |  | 0 | 0 | 0 | 0 | 0 | 1398492.6072 | 0
| UR-AG (LDR) |  | 35635.2143 | 413092.9137 | 154881.2634 | 0 | 0 | 378671.3888 | 0
| UR-BIP |  | 0 | 0 | 0 | 0 | 0 | 651708.8615 | 57870.6743
| UR-CMU |  | 0 | 313466.8096 | 117528.3668 | 0 | 0 | 1014095.4124 | 105024.2305
| UR-GC |  | 0 | 294370.9139 | 110368.7271 | 0 | 0 | 0 | 0
| UR-LDR |  | 0 | 1639651.8969 | 614756.0243 | 0 | 0 | 595546.7389 | 51556.9612
| UR-LI |  | 11174.0112 | 0 | 0 | 0 | 0 | 0 | 0
| UR-MDR |  | 0 | 79823.4652 | 29928.277 | 0 | 0 | 0 | 0
| UR-P |  | 0 |  | 0 |  | 0 |  | 0
| UR-PQP |  | 0 |  | 0 | 0 | 0 | 0 | 0
| UR-VLDR |  | 0 |  | 0 | 0 | 0
| VLDR |  | 4426.6334 | 0 | 0 | 0 | 0 | 0 | 0
|  | Total $$ | 618221.2566 | 4611394.4638 | 3439327.5658 | 0 | 3083355.431 | 15136556.6623 | 2728092.8269
| Difference |  | 0 | 0 |  | 0 | 0 | 0 | 0

## 5M Old %'s
Table 5M |  |  | PFF Storm Drainage Collection Fee |  |  |  |  | Development Summary |  | Internal
|  |  | Zone | Zone | Zone | Zone | Zone | Zone | Zone | Zone | Zone
|  |  | 30 | 31 | 31 + 32 | 32 | 33 | 34 | 35 | 36 | 39
| Land Use |  | Vacant Land Summary - Acres
| AG (LDR) |  | 3273.2749 | 111.6225 | 111.6225 | 0 | 0 | 0 | 0 | 116.4719 | 191.431
| BIP |  | 0 | 0 | 0 | 0 | 0 | 0 | 0 | 0 | 179.9842
| BP |  | 0 | 0 | 0 | 0 | 0 | 1 | 0 | 0 | 0
| CMU |  | 0 | 18.215 | 71.2654 | 53.0504 | 0.8318 | 33.6992 | 53.3856 | 46.8478 | 23.4056
| GC |  | 0 | 17.0225 | 40.0819 | 23.0594 | 0.8944 | 17.532 | 38.6431 | 90.7133 | 103.6925
| HDR |  | 0 | 0 | 39.8271 | 39.8271 | 0 | 20.7362 | 0 | 45.8414 | 20.8516
| HI |  | 95.5266 | 0 | 0 | 0 | 72.6832 | 0 | 26.0655 | 290.7245 | 0
| LDR |  | 443.2286 | 108.8655 | 534.8704 | 426.0049 | 21.4997 | 184.0932 | 11.4371 | 1659.581 | 546.7343
| LI |  | 225.2609 | 0 | 137.9281 | 137.9281 | 139.3999 | 4.5486 | 239.2996 | 3.9352 | 0
| MDR |  | 0 | 0 | 8.2923 | 8.2923 | 16.441 | 51.2758 | 0 | 76.2849 | 66.4005
| NC |  | 0 | 0 | 10.9038 | 10.9038 | 1.2778 | 23.2902 | 10.8498 | 9.8404 | 0
| OS |  | 0 | 14.8088 | 15.8014 | 0.9926 | 0 | 0 | 0 | 0 | 428.9581
| P |  | 8.1957 | 5.885 | 32.3014 | 26.4164 | 0 | 14.2135 | 0 | 40.0499 | 0
| PQP |  | 43.8205 | 112.5219 | 112.5219 | 0 | 0 | 0.8327 | 51.5983 | 7.2438 | 0
| UR |  | 0 | 340.8542 | 578.5352 | 237.681 | 0 | 0 | 0 | 1130.5842 | 0
| UR-AG (LDR) |  | 851.6459 | 255.3398 | 302.9124 | 47.5726 | 0 | 0 | 0 | 459.1943 | 0
| UR-BIP |  | 0 | 0 | 0 | 0 | 0 | 0 | 0 | 338.6966 | 70.0025
| UR-CMU |  | 0 | 43.0576 | 43.0576 | 0 | 0 | 0 | 0 | 273.2753 | 98.8098
| UR-GC |  | 0 | 40.4346 | 40.4346 | 0 | 0 | 0 | 0 | 0 | 0
| UR-LDR |  | 0 | 675.6646 | 754.3778 | 78.7132 | 0 | 0 | 0 | 481.4582 | 145.5188
| UR-LI |  | 114.449 | 0 | 0 | 0 | 0 | 0 | 0 | 0 | 0
| UR-MDR |  | 0 | 19.7361 | 19.7361 | 0 | 0 | 0 | 0 | 0 | 0
| UR-P |  | 0 | 33.5416 | 37.5549 | 4.0133 | 0 | 0 | 0 | 29.9605 | 0
| UR-PQP |  | 0 | 11.6528 | 11.6528 | 0 | 0 | 0 | 0 | 0 | 0
| UR-VLDR |  | 0 | 352.5919 | 352.5919 | 0 | 0 | 0 | 0 | 99.2228 | 294.8189
| VLDR |  | 105.7921 | 25.8215 | 28.9584 | 3.1369 | 0 | 0 | 0 | 524.757 | 0
| Total |  | 5161.1942 | 2187.6359 | 3285.2279 | 1097.592 | 253.0278 | 351.2214 | 431.279 | 5724.683 | 2170.6078
[14 empty] | Zone | Zone | Zone | Zone | Zone | Zone | Zone | Zone
|  |  | 17377.2411 | [10 empty] | 30 | 31 | 32 | 33 | 34 | 35 | 36 | 39
|  |  | Zone | Zone |  | Zone | Zone | Zone | Zone | Zone | Zone
|  |  | 30 | 31 |  | 32 | 33 | 34 | 35 | 36 | 39
| Land Use |  | Percent of Vacant Land Assumed to Develop | [10 empty] | 30 | 31 | 32 | 33 | 34 | 35 | 36 | 39
|  |  | 30 | 31 |  | 32 | 33 | 34 | 35 | 36 | 39
| AG (LDR) |  | 42.5% | 42.5% |  | 0 | 0 | 0 | 0 | 42.5% | 42.5% | AG (LDR) | ok | 0.425 | 0.425 | 0 | 0 | 0 | 0 | 0.425 | 0.425
| BIP |  | 0 | 0 |  | 0 | 0 | 0 | 0 | 0 | 85% | BIP | ok | 0 | 0 | 0 | 0 | 0 | 0 | 0 | 0.85
| BP |  | 0 | 0 |  | 0 | 0 | 85% | 0 | 0 | 0 | BP | ok | 0 | 0 | 0 | 0 | 0.85 | 0 | 0 | 0
| CMU |  | 0 | 85% |  | 85% | 85% | 85% | 85% | 85% | 85% | CMU | ok | 0 | 0.85 | 0.85 | 0.85 | 0.85 | 0.85 | 0.85 | 0.85
| GC |  | 0 | 85% |  | 85% | 85% | 85% | 85% | 85% | 85% | GC | ok | 0 | 0.85 | 0.85 | 0.85 | 0.85 | 0.85 | 0.85 | 0.85
| HDR |  | 0 | 0 |  | 85% | 0 | 85% | 0 | 85% | 85% | HDR | ok | 0 | 0 | 0.85 | 0 | 0.85 | 0 | 0.85 | 0.85
| HI |  | 85% | 0 |  | 0 | 85% | 85% | 85% | 85% | 0 | HI | ok | 0.85 | 0 | 0 | 0.85 | 0.85 | 0.85 | 0.85 | 0
| LDR |  | 85% | 85% |  | 85% | 85% | 85% | 85% | 85% | 85% | LDR | ok | 0.85 | 0.85 | 0.85 | 0.85 | 0.85 | 0.85 | 0.85 | 0.85
| LI |  | 85% | 0 |  | 85% | 85% | 85% | 85% | 85% | 0 | LI | ok | 0.85 | 0 | 0.85 | 0.85 | 0.85 | 0.85 | 0.85 | 0
| MDR |  | 0 | 0 |  | 85% | 85% | 85% | 0 | 85% | 85% | MDR | ok | 0 | 0 | 0.85 | 0.85 | 0.85 | 0 | 0.85 | 0.85
| NC |  | 0 | 0 |  | 85% | 85% | 85% | 85% | 85% | 0 | NC | ok | 0 | 0 | 0.85 | 0.85 | 0.85 | 0.85 | 0.85 | 0
| OS |  | 0 | 85% |  | 85% | 0 | 0 | 0 | 0 | 85% | OS | ok | 0 | 0.85 | 0.85 | 0 | 0 | 0 | 0 | 0.85
| P |  | 85% | 85% |  | 85% | 0 | 85% | 0 | 85% | 0 | P | ok | 0.85 | 0.85 | 0.85 | 0 | 0.85 | 0 | 0.85 | 0
| PQP |  | 85% | 85% |  | 0 | 0 | 85% | 85% | 85% | 0 | PQP | ok | 0.85 | 0.85 | 0 | 0 | 0.85 | 0.85 | 0.85 | 0
| UR |  | 0 | 42.5% |  | 42.5% | 0% | 0% | 0% | 42.5% | 0% | UR | ok | 0 | 0.425 | 0.425 | 0 | 0 | 0 | 0.425 | 0
| UR-AG (LDR) |  | 42.5% | 42.5% |  | 42.5% | 0% | 0% | 0 | 42.5% | 0 | UR-AG (LDR) | ok | 0.425 | 0.425 | 0.425 | 0 | 0 | 0 | 0.425 | 0
| UR-BIP |  | 0 | 0 |  | 0% | 0% | 0% | 0 | 42.5% | 42.5% | UR-BIP | ok | 0 | 0 | 0 | 0 | 0 | 0 | 0.425 | 0.425
| UR-CMU |  | 0 | 42.5% |  | 0% | 0% | 0% | 0 | 42.5% | 42.5% | UR-CMU | ok | 0 | 0.425 | 0 | 0 | 0 | 0 | 0.425 | 0.425
| UR-GC |  | 0 | 42.5% |  | 0% | 0% | 0% | 0 | 0% | 0 | UR-GC | ok | 0 | 0.425 | 0 | 0 | 0 | 0 | 0 | 0
| UR-LDR |  | 0 | 42.5% |  | 42.5% | 0% | 0% | 0 | 42.5% | 42.5% | UR-LDR | ok | 0 | 0.425 | 0.425 | 0 | 0 | 0 | 0.425 | 0.425
| UR-LI |  | 42.5% | 0 |  | 0% | 0% | 0% | 0 | 0 | 0 | UR-LI | ok | 0.425 | 0 | 0 | 0 | 0 | 0 | 0 | 0
| UR-MDR |  | 0 | 42.5% |  | 0% | 0% | 0% | 0 | 0% | 0 | UR-MDR | ok | 0 | 0.425 | 0 | 0 | 0 | 0 | 0 | 0
| UR-P |  | 0 | 42.5% |  | 42.5% | 0% | 0% | 0 | 42.5% | 0 | UR-P | ok | 0 | 0.425 | 0.425 | 0 | 0 | 0 | 0.425 | 0
| UR-PQP |  | 0 | 42.5% |  | 0% | 0% | 0% | 0 | 0 | 0 | UR-PQP | ok | 0 | 0.425 | 0 | 0 | 0 | 0 | 0 | 0
| UR-VLDR |  | 0 | 42.5% |  | 0% | 0% | 0% | 0 | 42.5% | 12.5% | UR-VLDR | ok | 0 | 0.425 | 0 | 0 | 0 | 0 | 0.425 | 0.125
| VLDR |  | 25% | 25% |  | 25% | 0% | 0% | 0 | 25% | 0 | VLDR | ok | 0.25 | 0.25 | 0.25 | 0 | 0 | 0 | 0.25 | 0
|  |  | Zone 30 | Zone 31 | Zone 31 +32 | Zone 32 | Zone 33,34,35 | Zone 36 | Zone 39
Vacant Land Assumed to Develop (Acres) | bar: 32 to 35
| AG (LDR) |  | 1391.1418 | 47.4396 | 47.4396 | 0 | 0 | 49.5006 | 81.3582
| BIP |  | 0 | 0 | 0 | 0 | 0 | 0 | 152.9866
| BP |  | 0 | 0 | 0 | 0 | 0.85 | 0 | 0
| CMU |  | 0 | 15.4827 | 60.5756 | 45.0928 | 74.7291 | 39.8206 | 19.8948
| GC |  | 0 | 14.4691 | 34.0696 | 19.6005 | 48.5091 | 77.1063 | 88.1386
| HDR |  | 0 | 0 | 33.853 | 33.853 | 17.6258 | 38.9652 | 17.7239
| HI |  | 81.1976 | 0 | 0 | 0 | 83.9364 | 247.1158 | 0
| LDR |  | 376.7443 | 92.5357 | 454.6398 | 362.1042 | 184.4755 | 1410.6439 | 464.7242
| LI |  | 191.4718 | 0 | 117.2389 | 117.2389 | 325.7609 | 3.3449 | 0
| MDR |  | 0 | 0 | 7.0485 | 7.0485 | 57.5593 | 64.8422 | 56.4404
| NC |  | 0 | 0 | 9.2682 | 9.2682 | 30.1051 | 8.3643 | 0
| OS |  | 0 | 12.5875 | 13.4312 | 0.84371 | 0 | 0 | 364.6144
| P |  | 6.9663 | 5.0023 | 27.4562 | 22.4539 | 12.0815 | 34.0424 | 0
| PQP |  | 37.2474 | 95.6436 | 95.6436 | 0 | 44.5663 | 6.1572 | 0
| UR |  | 0 | 144.863 | 245.8775 | 101.0144 | 0 | 480.4983 | 0
| UR-AG (LDR) |  | 361.9495 | 108.5194 | 128.7378 | 20.2184 | 0 | 195.1576 | 0
| UR-BIP |  | 0 | 0 | 0 | 0 | 0 | 143.9461 | 29.7511
| UR-CMU |  | 0 | 18.2995 | 18.2995 | 0 | 0 | 116.142 | 41.9942
| UR-GC |  | 0 | 17.1847 | 17.1847 | 0 | 0 | 0 | 0
| UR-LDR |  | 0 | 287.1575 | 320.6106 | 33.4531 | 0 | 204.6197 | 61.8455
| UR-LI |  | 48.6408 | 0 | 0 | 0 | 0 | 0 | 0
| UR-MDR |  | 0 | 8.3878 | 8.3878 | 0 | 0 | 0 | 0
| UR-P |  | 0 | 14.2552 | 15.9608 | 1.7057 | 0 | 12.7332 | 0
| UR-PQP |  | 0 | 4.9524 | 4.9524 | 0 | 0 | 0 | 0
| UR-VLDR |  | 0 | 149.8516 | 149.8516 | 0 | 0 | 42.1697 | 36.8524
| VLDR |  | 26.448 | 6.4554 | 7.2396 | 0.78422 | 0 | 131.1892 | 0
0
0
| Total |  | 2521.8076 | 1043.0869 | 1817.7665 | 774.6795 | 880.199 | 3306.3592 | 1416.324
9942.4563
|  |  | Zone 30 | Zone 31 | Zone 31 & 32 | Zone 32 | Zone 33,34,35 | Zone 36 | Zone 39 |  |  |  |  | Edits
|  | C | Land Developed - CA (C x Acres) | bar: 32 to 35
| AG (LDR) | 0.3 | 417.3425 | 14.2319 | 14.2319 | 0 | 0 | 14.8502 | 24.4075 |  |  | 0.3 | ok
| BIP | 0.7 | 0 | 0 | 0 | 0 | 0 | 0 | 107.0906 |  |  | 0.7 | ok
| BP | 0.9 | 0 | 0 | 0 | 0 | 0.765 | 0 | 0 |  |  | 0.9 | ok
| CMU | 0.9 | 0 | 13.9345 | 54.518 | 40.5836 | 67.2562 | 35.8386 | 17.9053 |  |  | 0.9 | ok
| GC | 0.9 | 0 | 13.0222 | 30.6627 | 17.6404 | 43.6582 | 69.3957 | 79.3248 |  |  | 0.9 | ok
| HDR | 0.65 | 0 | 0 | 22.0045 | 22.0045 | 11.4568 | 25.3274 | 11.5205 |  |  | 0.65 | ok
| HI | 0.7 | 56.8383 | 0 | 0 | 0 | 58.7555 | 172.9811 | 0 |  |  | 0.7 | ok
| LDR | 0.3 | 113.0233 | 27.7607 | 136.392 | 108.6312 | 55.3426 | 423.1932 | 139.4172 |  |  | 0.3 | ok
| LI | 0.7 | 134.0302 | 0 | 82.0672 | 82.0672 | 228.0326 | 2.3414 | 0 |  |  | 0.7 | ok
| MDR | 0.5 | 0 | 0 | 3.5242 | 3.5242 | 28.7796 | 32.4211 | 28.2202 |  |  | 0.5 | ok
| NC | 0.9 | 0 | 0 | 8.3414 | 8.3414 | 27.0946 | 7.5279 | 0 |  |  | 0.9 | ok
| OS | 0.1 | 0 | 1.2587 | 1.3431 | 0.084371 | 0 | 0 | 36.4614 |  |  | 0.1 | ok
| P | 0.1 | 0.69663 | 0.50023 | 2.7456 | 2.2454 | 1.2081 | 3.4042 | 0 |  |  | 0.1 | ok
| PQP | 0.1 | 3.7247 | 9.5644 | 9.5644 | 0 | 4.4566 | 0.61572 | 0 |  |  | 0.1 | ok
| UR | 0.3 | 0 | 43.4589 | 73.7632 | 30.3043 | 0 | 144.1495 | 0 |  |  | 0.3 | ok
| UR-AG (LDR) | 0.3 | 108.5849 | 32.5558 | 38.6213 | 6.0655 | 0 | 58.5473 | 0 |  |  | 0.3 | ok
| UR-BIP | 0.7 | 0 | 0 | 0 | 0 | 0 | 100.7622 | 20.8257 |  |  | 0.7 | ok
| UR-CMU | 0.9 | 0 | 16.4695 | 16.4695 | 0 | 0 | 104.5278 | 37.7948 |  |  | 0.9 | ok
| UR-GC | 0.9 | 0 | 15.4662 | 15.4662 | 0 | 0 | 0 | 0 |  |  | 0.9 | ok
| UR-LDR | 0.3 | 0 | 86.1472 | 96.1832 | 10.0359 | 0 | 61.3859 | 18.5536 |  |  | 0.3 | ok
| UR-LI | 0.7 | 34.0486 | 0 | 0 | 0 | 0 | 0 | 0 |  |  | 0.7 | ok
| UR-MDR | 0.5 | 0 | 4.1939 | 4.1939 | 0 | 0 | 0 | 0 |  |  | 0.5 | ok
| UR-P | 0.1 | 0 | 1.4255 | 1.5961 | 0.17057 | 0 | 1.2733 | 0 |  |  | 0.1 | ok
| UR-PQP | 0.1 | 0 | 0.49524 | 0.49524 | 0 | 0 | 0 | 0 |  |  | 0.1 | ok
| UR-VLDR | 0.3 | 0 | 44.9555 | 44.9555 | 0 | 0 | 12.6509 | 11.0557 |  |  | 0.3 | ok
| VLDR | 0.3 | 7.9344 | 1.9366 | 2.1719 | 0.23527 | 0 | 39.3568 | 0 |  |  | 0.3 | ok
| Total |  | 876.2236 | 327.3771 | 659.311 | 331.9339 | 526.8059 | 1310.5501 | 532.5774 | 3905.468
|  |  | 22.44% | 8.383% | 16.88% | 8.499% | 13.49% | 33.56% | 13.64% | 100%
|  |  | Zone 30 | Zone 31 | Zone 31 & 32 | Zone 32 | Zone 33,34,35 | Zone 36 | Zone 39
Share of Cost - Percentage By Impact | bar: 32 to 35
| AG (LDR) |  | 47.63% | 4.347% | 2.159% | 0% | 0% | 1.133% | 4.583%
| BIP |  | 0% | 0% | 0% | 0% | 0% | 0% | 20.11%
| BP |  | 0% | 0% | 0% | 0% | 0.1452% | 0% | 0%
| CMU |  | 0% | 4.256% | 8.269% | 12.23% | 12.77% | 2.735% | 3.362%
| GC |  | 0% | 3.978% | 4.651% | 5.314% | 8.287% | 5.295% | 14.89%
| HDR |  | 0% | 0% | 3.337% | 6.629% | 2.175% | 1.933% | 2.163%
| HI |  | 6.487% | 0% | 0% | 0% | 11.15% | 13.2% | 0%
| LDR |  | 12.9% | 8.48% | 20.69% | 32.73% | 10.51% | 32.29% | 26.18%
| LI |  | 15.3% | 0% | 12.45% | 24.72% | 43.29% | 0.1787% | 0%
| MDR |  | 0% | 0% | 0.5345% | 1.062% | 5.463% | 2.474% | 5.299%
| NC |  | 0% | 0% | 1.265% | 2.513% | 5.143% | 0.5744% | 0%
| OS |  | 0% | 0.3845% | 0.2037% | 0.02542% | 0% | 0% | 6.846%
| P |  | 0.0795% | 0.1528% | 0.4164% | 0.6765% | 0.2293% | 0.2598% | 0%
| PQP |  | 0.4251% | 2.922% | 1.451% | 0% | 0.846% | 0.04698% | 0%
| UR |  | 0% | 13.27% | 11.19% | 9.13% | 0% | 11% | 0%
| UR-AG (LDR) |  | 12.39% | 9.944% | 5.858% | 1.827% | 0% | 4.467% | 0%
| UR-BIP |  | 0% | 0% | 0% | 0% | 0% | 7.689% | 3.91%
| UR-CMU |  | 0% | 5.031% | 2.498% | 0% | 0% | 7.976% | 7.097%
| UR-GC |  | 0% | 4.724% | 2.346% | bar: 32 to 35
| UR-LDR |  | 0% | 26.31% | 14.59% | 3.023% | 0% | 4.684% | 3.484%
| UR-LI |  | 3.886% | 0% | 0% | bar: 32 to 35
| UR-MDR |  | 0% | 1.281% | 0.6361% | bar: 32 to 35
| UR-P |  | 0% | 0.4354% | 0.2421% | 0.05139% | 0% | 0.09716% | 0%
| UR-PQP |  | 0% | 0.1513% | 0.07512% | bar: 32 to 35
| UR-VLDR |  | 0% | 13.73% | 6.819% | 0% | 0% | 0.9653% | 2.076%
| VLDR |  | 0.9055% | 0.5916% | 0.3294% | 0.07088% | 0% | 3.003% | 0%
| Total |  | 100% | 100% | 100% | 100% | 100% | 100% | 100%
| Net Cost Funded from PFIP |  | 618221.2566 | 4611394.4638 | 4611394.4638 | 0 | 3083355.431 | 15136556.6623 | 2728092.8269 | 26177620.6405 | from Fee Summary Table
|  |  | Zone 30 | Zone 31 | Zone 31 & 32 | Zone 32 | Zone 33,34,35 | Zone 36 | Zone 39
Total Share of Cost - By Land Use | bar: 32 to 35
| AG (LDR) |  | 294456.837 | 200468.3954 | 99541.4267 | 0 | 0 | 171516.0644 | 125025.5864
| BIP |  | 0 | 0 | 0 | 0 | 0 | 0 | 548564.6213
| BP |  | 0 | 0 | 0 | 0 | 4477.4876 | 0 | 0
| CMU |  | 0 | 196279.3427 | 381313.4227 | 0 | 393645.4878 | 413927.3222 | 91718.6516
| GC |  | 0 | 183429.3226 | 214462.6492 | 0 | 255527.9795 | 801504.3045 | 406335.9315
| HDR |  | 0 | 0 | 153905.0598 | 0 | 67055.5013 | 292525.4208 | 59013.0573
| HI |  | 40102.3907 | 0 | 0 | 0 | 343891.3966 | 1997892.2205 | 0
| LDR |  | 79743.8013 | 391033.9241 | 953961.1224 | 0 | 323916.3791 | 4887784.9784 | 714155.7685
| LI |  | 94565.2899 | 0 | 573999.6802 | 0 | 1334657.8169 | 27043.1473 | 0
| MDR |  | 0 | 0 | 24649.3724 | 0 | 168445.0741 | 374456.1512 | 144556.2013
| NC |  | 0 | 0 | 58341.9906 | 0 | 158582.7609 | 86945.6073 | 0
| OS |  | 0 | 17730.5733 | 9394.1269 | 0 | 0 | 0 | 186771.3449
| P |  | 491.5118 | 7046.1093 | 19203.5802 | 0 | 7071.1967 | 39318.2174 | 0
| PQP |  | 2627.9992 | 134722.4483 | 66895.6555 | 0 | 26084.3504 | 7111.461 | 0
| UR |  | 0 | 612156.9982 | 515919.4533 | 0 | 0 | 1664893.8707 | 0
| UR-AG (LDR) |  | 76612.2509 | 458577.4371 | 270127.7292 | 0 | 0 | 676207.73 | 0
| UR-BIP |  | 0 | 0 | 0 | 0 | 0 | 1163781.0062 | 106678.5165
| UR-CMU |  | 0 | 231987.8514 | 115192.2309 | 0 | 0 | 1207272.1927 | 193601.1503
| UR-GC |  | 0 | 217855.5232 | 108174.9048 | 0 | 0 | 0 | 0
| UR-LDR |  | 0 | 1213459.6355 | 672730.3407 | 0 | 0 | 708993.4621 | 95039.8488
| UR-LI |  | 24023.0392 | 0 | 0 | 0 | 0 | 0 | 0
| UR-MDR |  | 0 | 59075.0714 | 29333.3863 | 0 | 0 | 0 | 0
| UR-P |  | 0 | 20079.6755 | 11163.4253 | 0 | 0 | 14706.5717 | 0
| UR-PQP |  | 0 | 6975.9476 | 3463.8666 | 0 | 0 | 0 | 0
| UR-VLDR |  | 0 | 633237.3169 | 314430.3411 | 0 | 0 | 146115.1072 | 56632.1483
| VLDR |  | 5598.1364 | 27278.8913 | 15190.699 | 0 | 0 | 454561.8268 | 0
|  |  | 618221.2566 | 4611394.4638 | 4611394.4638 | 0 | 3083355.431 | 15136556.6623 | 2728092.8269 | 26177620.6405
|  |  | Zone 30 | Zone 31 | Zone 31&32 | Zone 32 | Zone 33,34,35 | Zone 36 | Zone 39
PFIP Storm Drain Fee - By Land Use $/Ac | bar: 32 to 35
| AG (LDR) |  | 211.6656 | 4225.764 | 2098.2788 | 34: 3464.932; 35: 1536.7305
| BIP |  |  |  |  | 35: 3585.7044
| BP |  |  |  |  | 33: 5267.6325
| CMU |  |  | 12677.292 | 6294.8363 | 0 | 5267.6325 | 10394.7959 | 4610.1914
| GC |  |  | 12677.292 | 6294.8363 | 0 | 5267.6325 | 10394.7959 | 4610.1914
| HDR |  |  |  |  | 0 | 3804.4012 | 7507.3526 | 3329.5827
| HI |  | 493.8863 |  |  | 33: 4097.0475; 34: 8084.8413
| LDR |  | 211.6656 | 4225.764 | 2098.2788 | 0 | 1755.8775 | 3464.932 | 1536.7305
| LI |  | 493.8863 |  |  | 32: 0; 33: 4097.0475; 34: 8084.8413
| MDR |  |  |  |  | 0 | 2926.4625 | 5774.8866 | 2561.2174
| NC |  |  |  |  | 32: 0; 33: 5267.6325; 34: 10394.7959
| OS |  |  | 1408.588 | 699.4263 | 32: 0; 35: 512.2435
| P |  | 70.5552 | 1408.588 | 699.4263 | 32: 0; 33: 585.2925; 34: 1154.9773
| PQP |  | 70.5552 | 1408.588 | 699.4263 | 33: 585.2925; 34: 1154.9773
| UR |  |  |  |  | 34: 3464.932
| UR-AG (LDR) |  | 211.6656 | 4225.764 | 2098.2788 | 34: 3464.932
| UR-BIP |  |  |  |  | 34: 8084.8413; 35: 3585.7044
| UR-CMU |  |  | 12677.292 | 6294.8363 | 34: 10394.7959; 35: 4610.1914
| UR-GC |  |  | 12677.292 | 6294.8363
| UR-LDR |  |  | 4225.764 | 2098.2788 | 34: 3464.932; 35: 1536.7305
| UR-LI |  | 493.8863
| UR-MDR |  |  | 7042.94 | 3497.1313
UR-P
UR-PQP
UR-VLDR
| VLDR |  | 211.6656
|  |  | Zone 30 | Zone 31 | Zone 31&32 | Zone 32 | Zone 33,34,35 | Zone 36 | Zone 39
| $/DU - LDR |  | 42.3331 | 845.1528 | 419.6558 | 0 | 351.1755 | 692.9864 | 307.3461 | 5 per acre
| Ex Fee |  | n/a | 1282 | 1011.5 | 741 | 513 | 1368 | n/a
| Change |  |  | -34.08% | -58.51% | 32: -100%; 33: -31.54%; 34: -49.34%
Revenue Check
| AG (LDR) |  | 294456.837 | 200468.3954 | 99541.4267 | 0 | 0 | 171516.0644 | 125025.5864
| BIP |  | 0 | 0 | 0 | 0 | 0 | 0 | 548564.6213
| BP |  | 0 | 0 | 0 | 0 | 4477.4876 | 0 | 0
| CMU |  | 0 | 196279.3427 | 381313.4227 | 0 | 393645.4878 | 413927.3222 | 91718.6516
| GC |  | 0 | 183429.3226 | 214462.6492 | 0 | 255527.9795 | 801504.3045 | 406335.9315
| HDR |  | 0 | 0 | 0 | 0 | 67055.5013 | 292525.4208 | 59013.0573
| HI |  | 40102.3907 | 0 | 0 | 0 | 343891.3966 | 1997892.2205 | 0
| LDR |  | 79743.8013 | 391033.9241 | 953961.1224 | 0 | 323916.3791 | 4887784.9784 | 714155.7685
| LI |  | 94565.2899 | 0 | 0 | 0 | 1334657.8169 | 27043.1473 | 0
| MDR |  | 0 | 0 | 0 | 0 | 168445.0741 | 374456.1512 | 144556.2013
| NC |  | 0 | 0 | 0 | 0 | 158582.7609 | 86945.6073 | 0
| OS |  | 0 | 17730.5733 | 9394.1269 | 0 | 0 | 0 | 186771.3449
| P |  | 491.5118 | 7046.1093 | 19203.5802 | 0 | 7071.1967 | 39318.2174 | 0
| PQP |  | 2627.9992 | 134722.4483 | 66895.6555 | 0 | 26084.3504 | 7111.461 | 0
| UR |  | 0 | 0 | 0 | 0 | 0 | 1664893.8707 | 0
| UR-AG (LDR) |  | 76612.2509 | 458577.4371 | 270127.7292 | 0 | 0 | 676207.73 | 0
| UR-BIP |  | 0 | 0 | 0 | 0 | 0 | 1163781.0062 | 106678.5165
| UR-CMU |  | 0 | 231987.8514 | 115192.2309 | 0 | 0 | 1207272.1927 | 193601.1503
| UR-GC |  | 0 | 217855.5232 | 108174.9048 | 0 | 0 | 0 | 0
| UR-LDR |  | 0 | 1213459.6355 | 672730.3407 | 0 | 0 | 708993.4621 | 95039.8488
| UR-LI |  | 24023.0392 | 0 | 0 | 0 | 0 | 0 | 0
| UR-MDR |  | 0 | 59075.0714 | 29333.3863 | 0 | 0 | 0 | 0
| UR-P |  | 0 |  | 0 | 33: 0; 35: 0
| UR-PQP |  | 0 |  | 0 | 0 | 0 | 0 | 0
| UR-VLDR |  | 0 |  | 0 | 32: 0; 33: 0
| VLDR |  | 5598.1364 | 0 | 0 | 0 | 0 | 0 | 0
|  | Total $$ | 618221.2566 | 3311665.6343 | 2940330.5754 | 0 | 3083355.431 | 14521173.1566 | 2671460.6786 | 23834541.0982
| Difference |  | 0 | 1299728.8294 |  | 0 | 0 | 615383.5057 | 56632.1483 | 672015.654

## 6. Finance Assumptions
Table 6 | Internal |  |  | ¦
City of Manteca | Working Draft - v9
PFF Storm Drainage Collection Fee | 2013-01-17
Financing Assumpitons
Description | Amount
Annual Interest Rate | 2%
Term - Years | 30
Payments per year | 1
Loan Constant - Annual Debt Service (per $1,000) | 44.6499
Annual Debt Service: | 17451.9613
Annual Finance Cost (per $1,000) | 11.3166
Improvement Costs Financed | 390862.0751
Total Costs Financed | 390862.0751 | 100%
Cost Of Bond Issuance
Capitalized Interest Fund | 0
Reserve Fund | 0 | 0%
Issuance Costs | 0
Bond Counsel | 0
City's District Administration Fee | 0
Miscellaneous Costs of Issuance | 0
Total - Cost Of Bond Issuance | 0 | 0%
Total Bond Issue Size | 390862.0751 | 100%
Check Total | 390862.0751
Total Bond Issue Size - Rounded | 395000
_
(1) Dollar amounts are in _________, 2012 dollars.
Source: City of Manteca.
Notes: Annual Finance Cost (per $1,000) = Loan constant at 2% - Loan Constant at 0%
Rangename: @ISSUANCE-COST
COST FACTORS FOR BOND ISSUANCE COSTS
| Fixed | Variable
Item | Component | Component | Comments
Capitalized Interest Fund | 0 | 0% | One year's interest
Reserve Fund | 0 | 0% | Maximum year's debt service
Underwriter's Discount | 0 | 0%
Bond Counsel | 0 | 0% | See Note (2)
City's District Administration Fee | 0 | 0
Miscellaneous Costs Of Issuance
Printing | 0 | 0
Trustee's Fee | 0 | 0
Miscellaneous Noticing Costs | 0 | 0
Contingency (3) | 0 | 0%
| __________ | __________
| 0 | 0%
Net Bond Proceeds | 390862.0751 | 100%
Plus: Fixed Issuance Costs | 0 | 0%
Plus: Variable Issuance Costs | 0 | 0%
Total | 390862.0751 | 100%
Notes:
(1) Dollar amounts are in January 1, _______ Dollars
(2) Bond Counsel's fee schedule for Assessment District bonds is
Effective Total Rate
| Rate For | Fixed | Variable
Range | The Range | Component | Component
$0 - $750,000 | 15000 | 15000 | 0%
$750,000 - $2,000,000 | 2% | 0 | 2%
$2,000,000 - $10,000,000 | 1% | 20000 | 1%
Over $10,000,000 | 0.5% | 70000 | 0.5%
(3) Contingency is calculated as 10% of all costs of issuance except Bond Counsel's Fee
and Underwriter's Discount.

## 7. Beginning Fund Balance
Table 7 |  | Internal
City of Manteca |  | Working Draft - v9
PFF Storm Drainage Collection Fee |  | 2013-01-17
Beginning Fund Balance
Forthcoming

## Future Improve
As of 5/23/2012
No | Drainage Improvements | Project Cost | Share Total | Drainage Zone | SSJID
50% Share
FCOC 1 | French Camp Road Crossing | 1500000 | 750000 | 30, 31, 32, 33, 34, 35, 36 | Yes
FCOC 2 | Roth Road Crossing | 1000000 | 500000 | 31, 32, 33, 34, 35, 36 | Yes
FCOC 3 | Union Pacific Railroad Crossing | 850000 | 425000 | 33, 34, 35, 36 | Yes
FCOC 4 | Farm Road Crossing (4'x8' Box Culvert) | 450000 | 225000 | 35, 36 | Yes
Drain 3A | Connect DR3A to Lat Rga (48" & 2,000') | 600000 | 300000 | 31 | Yes
Drain 3 | Monterey Place Improvement | 400000 | 400000 | 32 | No
Drain 5 | Interceptor, Upstream of Golf Course | 700000 | 700000 | 34 | No
South PS | South Drain Pump Station | 1250000 | 1250000 | 36 | No
Austin PS | Austin Road Pump Station (to Lat Y) | 500000 | 500000
Force Main | 48" Force Main (1,400') | 408000 | 408000
66" RCP1 | Bella Vista to South Pump Station | 724500 | 724500
Lat Ya | Dual-Use Drain at Woodward (60" RCP) | 0 | 0
66" RCP2 | Woodward - Union to Main St | 1459773.6746 | 1459773.6746
42" RCP | Lat Tbb to Austin Rd End | 1160000 | 1160000
Jux Box | Two Junction Boxes at Woodward-Ya | 150000 | 150000
Lat X | Connect Woodward to Lateral X | 825000 | 412500 |  | Yes
Monitor | 20 Monitoring Wells | 800000 | 800000 |  | No
Total |  | 10164773.6746
Zone 31 is merged to Zone 32 (12/14/2011)
City of Manteca - Public Works
FUTURE DRAINAGE IMPROVEMENT PROJECTS
Note on D19: Real Contract: $3.7M Revised Accordingly (Lat Ya + 66" RCP2)

## North
2011-12-14
Infrastructure | Size | Length | Depth | Unit | Total | Construction
|  | (ft) | (ft) | Price |  | Phase I | Phase II | Phase III | Phase IV | Phase V | Phase VI | Phase VII
Phase I
Lateral Rg A to B | 60" RCP | 7356 | 18 | 530 | 0 | 1012300
Lateral Rga C to D | 60" RCP | 1910 | 15 | 530 | 1012300
Segment E to F | 18" RCP | 3286 | 10 | 100 | 0
Lateral Rgc G to H | 42" RCP | 5222 | 12 | 400 | 0
Phase II
Lateral Rg A to C | 54" RCP | 9410 | 16 | 480 | 0 |  | 0
Lathrop Rd A' to A'' | 18" RCP | 2243 | 10 | 100 | 0
Segment B to B' | 18" RCP | 1156 | 10 | 100 | 0
Austin Rd C to D | 18" RCP | 1765 | 10 | 100 | 0
Drain 3A (3A to Rga) | 48" RCP | 2000 | 15 | 0 | 0
(Assigned as a City Project 12/14/11)
Phase III
Lateral R A to C | 54" RCP | 7787 | 15 | 480 | 3737760 |  |  | 0
Segment A' to F | 18" RCP | 2645 | 10 | 100 | 264500
Lateral Rfa E to E' | 18" RCP | 3139 | 10 | 100 | 313900
Segment B to B' | 18" RCP | 1298 | 10 | 100 | 129800
Louise Rd C to D | 24" RCP | 4468 | 14 | 140 | 625520
|  |  |  | Zone 31 | 6083780
Phase IV
Lateral R A to E | 60" RCP | 10219 | 18 | 530 | 5416070 |  |  |  | 0
Segment B to B' | 18" RCP | 3724 | 10 | 100 | 372400
Segment C to C' | 18" RCP | 2567 | 10 | 100 | 256700
Segment D to D' | 18" RCP | 3788 | 10 | 100 | 378800
Segment E to E' | 18" RCP | 1847 | 10 | 100 | 184700
Phase V
Lateral R A to H | 60" RCP | 7985 | 18 | 530 | 4232050 |  |  |  |  | 0
Segment B to C | 18" RCP | 3968 | 10 | 100 | 396800
Segment B to D | 18" RCP | 3757 | 10 | 100 | 375700
Segment F to F' | 18" RCP | 1789 | 10 | 100 | 178900
Segment E to E' | 18" RCP | 2070 | 10 | 100 | 207000
Segment G to G' | 18" RCP | 3951 | 10 | 100 | 395100
Phase VI
Lateral Qr A to B | 54" RCP | 3695 | 16 | 480 | 1773600 | [5 empty] | 0
Lateral Q B to I | 54" RCP | 6772 | 16 | 480 | 3250560
Catle Rd B to C | 18" RCP | 3375 | 10 | 100 | 337500
Catle Rd B to D | 18" RCP | 2510 | 10 | 100 | 251000
Segment E to E' | 18" RCP | 1984 | 10 | 100 | 198400
Segment H to H' | 18" RCP | 1970 | 10 | 100 | 197000
Segment I to J | 18" RCP | 2542 | 10 | 100 | 254200
Phase VII
Lateral Q B to G | 48" RCP | 6202 | 15 | 450 | 2790900 | [6 empty] | 0
Segment A to B | 18" RCP | 3850 | 10 | 100 | 385000
Segment C to F | 18" RCP | 2251 | 10 | 100 | 225100
Segment E to E' | 18" RCP | 1677 | 10 | 100 | 167700
Segment D to E | 18" RCP | 1110 | 10 | 100 | 111000
Segment I to H | 18" RCP | 2956 | 10 | 100 | 295600
|  |  |  | Zone 30 | 22631780
Sub Total | [5 empty] | 1012300 | 0 | 0 | 0 | 0 | 0 | 0
Total (North Drain) | North Drain Cost Estimates |  |  |  |  | 1012300
Total (South Drain) | South Drain Cost Estimates |  |  |  |  | 5914773.6746
Total (Trails of Manteca) | Trails of Manteca Cost Estimates |  |  |  |  | 1500000
Total (Levee) | Levee Cost Estimates |  |  |  |  | 12279928.35
Total (North & South Drain) | North + South Drain + Levee Overall Cost Estimates |  |  |  |  | 20707002.0246
[8 empty] | 4-7 Total | 0
City of Manteca - Public Works
NORTH DRAINAGE SYSTEM QUANTITIES

## South & Levee
2011-11-15
Infrastructure | Size | Length | Depth | Unit | Total | Construction
|  | (ft) | (ft) | Price |  | Phase I | Phase II | Phase III | Phase IV | Phase V | Phase VI | Phase VII
Phase I
South Pump Station |  |  |  | 1250000 | 1250000 | 2382500
Force Main* | 48" | 1360 | 8 | 300 | 408000
Bella Vista Segment (West & South) | 66" RCP | 2898 | 13 | 250 | 724500
Phase II
Ya Lateral A to B | 60" RCP | 0 | 17 | 0 | 0 |  | 1872273.6746
Woodward - Union to Main | 66" RCP | 3171 | 12 | 460.3512 | 1459773.6746
Woodward - Lateral X (50%) | 48" RCP | 2750 | 10 | 300 | 412500
Phase III
X Lateral A to B | 48" RCP | 2238 | 11 | 450 | 1007100 |  |  | 0
X Lateral B to C | 48" RCP | 3790 | 11 | 450 | 1705500
Segment A1 to A2 | 24" RCP | 1600 | 10 | 140 | 224000
Phase IV
X Lateral E to F | 42" RCP | 4050 | 8 | 240 | 972000 |  |  |  | 0
DD Lateral E to G | 42" RCP | 3990 | 8 | 240 | 957600
Sedan Ave G to H | 42" RCP | 5525 | 6 | 240 | 1326000
Phase V
Y Lateral A to B | 48" RCP | 4560 | 12 | 450 | 0 |  |  |  |  | 0
Austin B to C | 48" RCP | 2600 | 13 | 450 | 0
Tbb Lateral B to F | 42" RCP | 6904 | 12 | 400 | 0
Segment A1 to A2 | 24" RCP | 1920 | 10 | 140 | 0
Segment B1 to B2 | 24" RCP | 4460 | 10 | 140 | 0
Phase VI
We Lateral A to B | 48" RCP | 5500 | 14 | 450 | 2475000 | [5 empty] | 0
We Lateral B to C | 42" RCP | 5050 | 14 | 400 | 2020000
We Lateral C to D | 42" RCP | 4760 | 14 | 400 | 1904000
Segment A1 to A2 | 24" RCP | 2400 | 10 | 140 | 336000
Segment B1 to B2 | 24" RCP | 3200 | 10 | 140 | 448000
Segment C1 to C2 | 24" RCP | 1900 | 10 | 140 | 266000
Phase VII
Ya to Austin End | 42" RCP | 5800 | 13 | 200 | 1160000 | [6 empty] | 1660000
Austin Pump Station |  |  |  | 500000 | 500000
T Lateral D to G | 42" RCP | 6288 | 13 | 400 | 0
DD Lateral G to H | 42" RCP | 1980 | 11 | 400 | 0
Rd Lateral E to I | 42" RCP | 4127 | 13 | 400 | 0
Segment A1 to A2 | 24" RCP | 2640 | 10 | 140 | 0
Segment B1 to B2 | 24" RCP | 1310 | 10 | 140 | 0
Segment C1 to C2 | 24" RCP | 1460 | 10 | 140 | 0
Segment D1 to D2 | 24" RCP | 3100 | 10 | 140 | 0
Sub Total | [5 empty] | 2382500 | 1872273.6746 | 0 | 0 | 0 | 0 | 1660000
Total | South Drain Cost Estimates |  |  |  |  | 5914773.6746
*Pipe cost includes bore and jack crossing beneath Hwy 120.
Levee for 200-year flooding | Length (ft) |  | Volume |  |  | Levee Footage (Area)
|  |  | (ft3) |  | (cy) | (ft2) | (ac)
| 16161 |  | 9703685 |  | 359036.345 | 1508838 | 34.6382
Top width = 20' / Side Slope 3:1 | Unit Price per CY |  | Levee Cost |  |  | Unit per ft2 | Land Cost
Water Elev = 30' / Freeboard = 4' | 30 |  | 10771090.35 |  |  | 1 | 1508838
| Total (Levee+Land) |  | 12279928.35
12279928.35
City of Manteca - Public Works
SOUTH DRAINAGE SYSTEM QUANTITIES
Note on E9: Reduced from $2.5M to $1.25M. 3/8/2011
Note on E11: Based on the recent project (Woodward), this has been reduced from $550 to $250. 3/7/2011
Note on H14: Based on the real construction data on Storm (Woodward Project) 3/7/2011
Note on E43: Beased on the recent project (Woodward), it has been reduced from $400 to $200

## Summary+Austin (Shed D)
2011-03-09
Zone | Land Use | Existing Fees |  | Proposed Fees
|  | $/Acre | $/EDU | $/Acre | $/EDU
Zone 30 | AG (LDR) |  |  | 352.7717 | 70.5543
| HI |  |  | 823.1339
| LDR |  |  | 352.7717 | 70.5543
| LI |  |  | 823.1339
| P |  |  | 117.5906
| PQP |  |  | 117.5906
| UR-AG (LDR) |  |  | 352.7717 | 70.5543
| UR-LI |  |  | 823.1339
| VLDR |  |  | 352.7717 | 176.3858 |  | Legend | [5 empty] | Legend
Zone 31 | AG (LDR) |  | 1282 | 2634.3998 | 526.88
| CMU | 22414 |  | 7903.1994 |  |  |  | : N/A | [5 empty] | : N/A
| GC | 22414 |  | 7903.1994
| LDR |  | 1282 | 2634.3998 | 526.88 |  |  | : Only for Existing PFIP | [5 empty] | : Only for Existing PFIP
| OS |  |  | 878.1333
| P |  |  | 878.1333 |  | * | Urban Reserve (UR): |  |  |  |  | * | Urban Reserve (UR):
| PQP |  |  | 878.1333 |  |  | UR will be charged at the rate of | [5 empty] | UR will be charged at the rate of
| UR |  | 1282 | 2634.3998 | 526.88 |  | the planned land use. | [5 empty] | the planned land use.
| UR-AG (LDR) |  | 1282 | 2634.3998 | 526.88
| UR-CMU | 22414 |  | 7903.1994
| UR-GC | 22414 |  | 7903.1994
| UR-LDR |  | 1282 | 2634.3998 | 526.88
| UR-MDR |  | 1183 | 4390.6664 | 439.0666
| UR-P |  |  | 878.1333
| UR-PQP |  |  | 878.1333
| UR-VLDR |  | 3179 | 2634.3998 | 1317.1999
| VLDR |  | 3179 | 2634.3998 | 1317.1999 |  | the planned land use. | [5 empty] | the planned land use.
| Comm Rec | 19912
| LI | 17446
| HI | 17446
Zone 32 | CMU | 12984 |  | 4810.4105
| GC | 12984 |  | 4810.4105
| HDR |  | 471 | 3474.1854 | 204.3638
| LDR |  | 741 | 1603.4702 | 320.694
| LI | 10105 |  | 3741.4304
| MDR |  | 685 | 2672.4503 | 267.245
| NC | 12984 |  | 4810.4105
| OS |  |  | 534.4901
| P |  |  | 534.4901
| UR |  | 741 | 1603.4702 | 320.694
| UR-AG (LDR) |  | 741 | 1603.4702 | 320.694
| UR-LDR |  | 741 | 1603.4702 | 320.694
| UR-P |  |  | 534.4901
| VLDR |  | 1839 | 1603.4702 | 801.7351
| Comm Rec | 11531
| HI | 10105
Zone 33 | CMU | 8850 |  | 5313.8514
| GC | 8850 |  | 5313.8514
| HI | 6871 |  | 4132.9955
| LDR |  | 513 | 1771.2838 | 354.2568
| LI | 6871 |  | 4132.9955
| MDR |  | 471 | 2952.1397 | 295.214
| NC | 8850 |  | 5313.8514
| Comm Rec | 7854
| HDR |  | 328
| VLDR |  | 1254
Zone 34 | BP | 18829 |  | 13848.8381
| CMU | 18829 |  | 13848.8381
| GC | 18829 |  | 13848.8381
| HDR |  | 685 | 10001.9386 | 588.3493
| LDR |  | 1069 | 4616.2794 | 923.2559
| LI | 14638 |  | 10771.3185
| MDR |  |  | 7693.7989 | 769.3799
| NC | 18829 |  | 13848.8381
| P |  |  | 1538.7598
| PQP |  |  | 1538.7598
| Comm Rec | 16719
| HI | 14638
| VLDR |  | 2665
Zone 35 | CMU | 9208 |  | 4371.4715
| GC | 9208 |  | 4371.4715
| HI | 7169 |  | 3400.0334
| LDR |  | 527 | 1457.1572 | 291.4314 | [11 empty] | DO NOT CHANGE THIS!
| LI | 7169 |  | 3400.0334 | [12 empty] | Land Use | C | EDU | EDU Factor
| NC | 9208 |  | 4371.4715 | [12 empty] | VLDR | 0.3 | 2 | 2.5
| PQP |  |  | 485.7191 | [8 empty] | DO NOT USE THIS CALCS (No Austin) |  |  |  | LDR | 0.3 | 5 | 1
| Comm Rec | 8182 | [7 empty] | 3/9/2011 |  |  |  |  | 3/8/2011 |  | MDR | 0.5 | 10 | 0.93
| MDR |  | 485 |  |  |  | Land Use | Austin Road (Shed D) Fee Calcs |  |  |  | Land Use | Austin Road Project Fee Calcs |  |  |  | HDR | 0.65 | 17 | 0.64
| HDR |  | 342 |  |  |  |  | Area | Proposed Fee |  | EDU |  | Area | Proposed Fee |  | EDU | OS | 0.1 |  | 0
| VLDR |  | 1311 |  |  |  |  | (Acre) | $ for Acres | $ for EDUs |  |  | (Acre) | $ for Acres | $ for EDUs |  | P | 0.1 |  | 0
Zone 36 (No Austin) | AG (LDR) |  | 1368 | 3260.2419 | 652.0484 |  |  | Area (AC) |  |  |  |  | Area (AC) |  |  |  | PQP | 0.1 |  | 1
| CMU | 23974 |  | 9780.7258 |  |  | CMU |  | 0 |  |  | CMU | 83.9 | 820602.8952 |  |  | AG (LDR) | 0.3 | 5 | 1
| GC | 23974 |  | 9780.7258 |  |  | GC |  | 0 |  |  | GC | 173.3 | 1694999.7824 |  |  | BP | 0.9 |  | 17.65
| HDR |  | 870 | 7063.8575 | 415.521 |  | HDR | 25.7 |  | 181541.1385 | 436.9 | HDR | 46 |  | 324937.4463 | 782 | CMU | 0.9 |  | 17.65
| HI | 18657 |  | 7607.2312 |  |  | HI |  | 0 |  |  | HI | 247 | 1878986.1024 |  |  | GC | 0.9 |  | 17.65
| LDR |  | 1368 | 3260.2419 | 652.0484 |  | LDR | 57.6 |  | 187789.9355 | 288 | LDR | 330.4 |  | 1077183.9356 | 1652 | NC | 0.9 |  | 17.65
Zone 36 | LI | 18675 |  | 7607.2312 |  |  | LI |  | 0 |  |  | LI | 0 | 0 |  |  | HI | 0.7 |  | 13.73
Austin | MDR |  | 1269 | 5433.7366 | 543.3737 |  | MDR | 41.2 |  | 223869.9463 | 412 | MDR | 61.1 |  | 332001.3038 | 611 | LI | 0.7 |  | 13.73
Shed D only | NC | 23974 |  | 9780.7258 |  |  | NC |  | 0 |  |  | NC | 0 | 0 |  |  | BIP | 0.7 |  | 13.73
| P |  |  | 1086.7473 |  |  | P |  | 0 |  |  | P | 68.3 | 74224.8414 |  |  | UR | 0.3 | 5 | 1
| PQP |  |  | 1086.7473 |  |  | PQP |  | 0 |  |  | PQP | 26.2 | 28472.7796 |  |  | UR-VLDR | 0.3 | 2 | 2.5
| UR |  | 1368 | 3260.2419 | 652.0484 |  | UR |  | #REF! |  | #REF! | UR |  | 0 |  | 0 | UR-LDR | 0.3 | 5 | 1
| UR-AG (LDR) |  | 1368 | 3260.2419 | 652.0484 |  | UR-AG (LDR) |  | #REF! |  | #REF! | UR-AG (LDR) |  | 0 |  | 0 | UR-MDR | 0.5 | 10 | 0.93
| UR-BIP | 18657 |  | 7607.2312 |  |  | UR-BIP |  | #REF! |  | #REF! | UR-BIP |  | 0 |  | 0 | UR-P | 0.1 |  | 0
| UR-CMU | 23974 |  | 9780.7258 |  |  | UR-CMU |  | #REF! |  | #REF! | UR-CMU |  | 0 |  | 0 | UR-PQP | 0.1 |  | 1
| UR-LDR |  | 1368 | 3260.2419 | 652.0484 |  | UR-LDR |  | #REF! |  | #REF! | UR-LDR |  | 0 |  | 0 | UR-AG (LDR) | 0.3 | 5 | 1
| UR-P |  |  | 1086.7473 |  |  | UR-P |  | #REF! |  | #REF! | UR-P |  | 0 |  | 0 | UR-BIP | 0.7 |  | 13.73
| UR-VLDR |  | 3406 | 3260.2419 | 1630.121 |  | UR-VLDR |  | #REF! |  | #REF! | UR-VLDR |  | 0 |  | 0 | UR-CMU | 0.9 |  | 17.65
| VLDR |  | 3406 | 3260.2419 | 1630.121 |  | VLDR |  |  | 0 | 0 | VLDR | 0 |  | 0 | 0 | UR-GC | 0.9 |  | 17.65
| Comm Rec | 21309 |  |  |  |  | Sub Total | 124.5 | 0 | 593201.0202 | 1136.9 | Sub Total | 1036.2 | 4497286.401 | 1734122.6857 |  | UR-LI | 0.7 |  | 13.73
[7 empty] | Total |  | 593201.0202 |  |  | Total |  | 6231409.0867
Zone 70 | AG (LDR) |  |  | 8378.2226 | 1675.6445
Zone 39 | AG (LDR) |  |  | 1912.1481 | 382.4296
| BIP |  |  | 4461.679
| CMU |  |  | 5736.4444
| GC |  |  | 5736.4444
| HDR |  |  | 4142.9876 | 243.7052
| LDR |  |  | 1912.1481 | 382.4296
| MDR |  |  | 3186.9136 | 318.6914
| OS |  |  | 637.3827
| 0 |  |  | 0
| 0 |  |  | 0
| 0 |  |  | 0 | 0
| 0 |  |  | 0 | 0
Zone 70 | BIP |  |  | 8378.2226 |  |  |  | Legend |  |  |  |  | Legend
| BP |  |  | 8378.2226 |  |  |  |  | : N/A |  |  |  |  | : N/A
| CMU |  |  | 8378.2226
| GC |  |  | 8378.2226 |  |  |  |  | : Only for Existing PFIP |  |  |  |  | : Only for Existing PFIP
| HDR |  |  | 8378.2226 | 492.8366
| LDR |  |  | 8378.2226 | 1675.6445 |  | * | Urban Reserve (UR): |  |  |  | * | Urban Reserve (UR):
| LI |  |  | 8378.2226 |  |  |  | UR will be charged at the rate of |  |  |  |  | UR will be charged at the rate of
| MDR |  |  | 8378.2226 | 837.8223 |  |  | the planned land use. |  |  |  |  | the planned land use.
| NC |  |  | 8378.2226
| OS |  |  | 8378.2226
| P |  |  | 8378.2226
| PQP |  |  | 8378.2226
| UR-BIP |  |  | 8378.2226
| UR-CMU |  |  | 8378.2226
| UR-LDR |  |  | 8378.2226 | 1675.6445
| UR-P |  |  | 8378.2226
| UR-VLDR |  |  | 8378.2226 | 4189.1113
| VLDR |  |  | 8378.2226 | 4189.1113
Zone 70: Flood Protection Financing Zone
City of Manteca - Public Works
Land Use and PFF Fees (Austin Shed D)

## Storm Sheds
Austin Road Project Preliminary Drainage Design Data (2008)
2011-03-08
Shed | Area | Storage Volume | Maximum Discharge | Planned Discharge
| (Acre) | (ac-ft) | Rate (cfs) | Rate (cfs)
A | 466.4 | 93.3 | 11.8 | 14
B | 83.9 | 18.4 | 2.3 | 2.3
C | 355.7 | 51.4 | 6.5 | 7.2
D | 124.4 | 21.2 | 2.7 | 2.7
Total | 1030.4 | 184.3 | 23.3 | 26.2
*Shed A, B and C: Storm flows to Lateral "W"
*Shed D: Storm flows to Woodward Drain

## Trails
2010-08-16
Infrastructure | Size | Length | Depth | Unit | Total | Construction
|  | (ft) | (ft) | Price |  | Phase I
Trails of Manteca
South Pump Station | 20 cfs |  |  | 1500000 | 1500000 | 1500000
Force Main* | 2x12" | 500 | 10 | 150 | 0
All main drainage lines | 24" RCP | 24176 | 8 | 140 | 0
Total | Trails of Manteca Cost Estimates |  |  |  |  | 1500000
*6/14/2010 Update: $1.5M is for the reimbursable fee for the Trails Developer since they increase the SD system size for the future developments nearby.
City of Manteca - Public Works
TRAILS OF MANTECA DRAINAGE SYSTEM QUANTITIES

## Levee & Monitor
2011-11-15
Segment | Length (ft) | Ave Ground EL (ft) | Levee Height (ft) | Seg Area (ft2) | Volume (ft3) | Levee Footage (ft2)
1 | 3917 | 17 | 17 | 1037 | 4061929 | 477874
2 | 1493 | 20 | 14 | 728 | 1086904 | 155272
3 | 4451 | 22 | 12 | 552 | 2456952 | 409492
4 | 6300 | 25 | 9 | 333 | 2097900 | 466200
Total | 16161 |  |  |  | 9703685 | 1508838
Side Slope | 3
Monitoring Well
Zone | Well No | Unitt Price | Total
30 | 2 | 40000 | 80000
31 | 2 |  | 80000
32 | 2 |  | 80000
32A | 1 |  | 40000
33 | 2 |  | 80000
34 | 2 |  | 80000
35 | 2 |  | 80000
36 | 4 |  | 160000
37 | 1 |  | 40000
38 | 1 |  | 40000
39 | 1 |  | 40000
Total | 20 |  | 800000
City of Manteca - Public Works
LEVEE & MONITORING WELLS CALCULATION

## Land Use
2010-08-17
Land Use |  | C | EDU Factor | Category
VLDR | Very Low Density Residential | 0.3 | 2.5 | Residential
LDR | Low Density Residential | 0.3 | 1
MDR | Medium Density Residential | 0.5 | 0.93
HDR | High Desity Residentail | 0.65 | 0.64
OS | Open Space | 0.1 | 0 | Open Space
P | Park | 0.1 | 0 | Green
PQP* | Public/Quasi - Public | 0.1 | 1
AG* | Agriculture | 0.1 | 1
BP | Business Professional | 0.9 |  | Commercial
CMU | Commercial Mixed Use
GC | General Commercial |  | 17.65
NC | Neighborhood - Commerical
HI | Heavy Industrial | 0.7 |  | Industrial
LI | Light Industrial |  | 13.73
BIP | Business Industrial Park
UR | Urban - Reserve |  |  | Urban Reserve
UR-VLDR | UR - Very Low Density Residential
UR-LDR | UR - Low Density Residentail
UR-MDR | UR - Medium Density Residential
UR-P | UR - Park
UR-PQP | UR - Public/Quasi - Public
UR-AG | UR - Agriculture
UR-BIP | UR - Business Industrial Park
UR-CMU | UR - Commercial Mixed Use
UR-GC | UR - General Commercial
UR-LI | UR - Light Industrial
* AG & PQP are regarded as LDR
City of Manteca - Public Works
DESCRIPTION FOR LAND USE

## Zone 70
Zone 70: Flood Protection Financing Zone | [8 empty] | 2011-03-09
STORM DRAIN ZONE | LAND USE | ACRES (A)* | Share (%) A/An | Total ($) /Land Use | $/Acre | $/EDU | An | Infrastructure Cost ($)
ZONE 70 | AG (LDR) | 32.9812 | 0.01142 | 276323.531 | 8378.2226 | 1675.6445 | 2888.0382 | 24196626.8567
| BIP | 152.9867 | 0.052973 | 1281756.359 | 8378.2226 |  |  | Levee | 12279928.35
| BP | 0.84998 | 0.00029431 | 7121.3254 | 8378.2226 |  |  | Soft (19%) | 2333186.3865
| CMU | 91.5855 | 0.031712 | 767323.7421 | 8378.2226 |  |  | Admin (2%) | 0
| GC | 221.1303 | 0.076568 | 1852678.9855 | 8378.2226 |  |  | Liabilities | 500000
| HDR | 35.3498 | 0.01224 | 296168.3584 | 8378.2226 | 492.8366 |  | Financing** | 9083512.1202
| LDR | 1129.8575 | 0.39122 | 9466198.0695 | 8378.2226 | 1675.6445
| LI | 136.3338 | 0.047206 | 1142235.0833 | 8378.2226
| MDR | 109.2627 | 0.037833 | 915427.1315 | 8378.2226 | 837.8223
| NC | 25.712 | 0.0089029 | 215420.5267 | 8378.2226
| OS | 141.5285 | 0.049005 | 1185757.6161 | 8378.2226
| P | 42.0788 | 0.01457 | 352545.7916 | 8378.2226
| PQP | 66.1893 | 0.022918 | 554548.4142 | 8378.2226
| UR-BIP | 29.7512 | 0.010302 | 249261.9931 | 8378.2226
| UR-CMU | 41.9942 | 0.014541 | 351836.4841 | 8378.2226
| UR-LDR | 97.8758 | 0.03389 | 820025.6145 | 8378.2226 | 1675.6445
| UR-P | 9.7504 | 0.0033761 | 81691.1156 | 8378.2226
| UR-VLDR | 83.2866 | 0.028838 | 697793.4418 | 8378.2226 | 4189.1113
| VLDR | 439.5339 | 0.15219 | 3682513.2733 | 8378.2226 | 4189.1113
| Total | 2888.0382 | 1 | 24196626.8567
*UR factor= 50% X 85% |  |  |  | OK
*Other factor = 85% |  | **Financing = 0.518 x 1.2 x (Construction Cost + Soft Cost)
DO NOT CHANGE THIS!
[8 empty] | Land Use | C | EDU
[8 empty] | VLDR | 0.3 | 2
[8 empty] | LDR | 0.3 | 5
[8 empty] | MDR | 0.5 | 10
[8 empty] | HDR | 0.65 | 17
[8 empty] | OS | 0.1
[8 empty] | P | 0.1
[8 empty] | PQP | 0.1
[8 empty] | AG (LDR) | 0.3 | 5
[8 empty] | BP | 0.9
[8 empty] | CMU | 0.9
[8 empty] | GC | 0.9
[8 empty] | NC | 0.9
[8 empty] | HI | 0.7
[8 empty] | LI | 0.7
[8 empty] | BIP | 0.7
[8 empty] | UR | 0.3 | 5
[8 empty] | UR-VLDR | 0.3 | 2
[8 empty] | UR-LDR | 0.3 | 5
[8 empty] | UR-MDR | 0.5 | 10
[8 empty] | UR-P | 0.1
[8 empty] | UR-PQP | 0.1
[8 empty] | UR-AG (LDR) | 0.3 | 5
[8 empty] | UR-BIP | 0.7
[8 empty] | UR-CMU | 0.9
[8 empty] | UR-GC | 0.9
[8 empty] | UR-LI | 0.7